{"text_format":"1","workbook":"xlsx","n_sheets":3,"sheets":["Version History","COVER","Supply Curve Control Panel"],"not_rendered":{"charts":3,"images":4,"macros":1,"external_links":0,"defined_names":30,"comments":1,"pivot_tables":0},"unopened":[],"bounds":{"document_bytes":16777216,"sheet_cells":100000,"rows_first":2000,"rows_last":500,"rows_between":2000,"halvings":0,"cell_chars":16384,"cell_head_chars":4096},"cells_cut":0,"cells_raw":0,"read":"whole","date_system":"1900"}

{"sheet":"Version History","index":0,"n_rows":2,"n_cols":4,"rows_kept":2,"cut":false,"hidden":false,"merged":[]}
[]
[null,"Date","Version","Comments"]

{"sheet":"COVER","index":1,"n_rows":48,"n_cols":19,"rows_kept":48,"cut":false,"hidden":false,"merged":[[8,2,10,22],[19,16,25,16],[24,8,24,12],[26,8,26,12],[46,3,46,20]]}
[]
[]
[]
[]
[]
[]
[]
[null,null,"INTRO"]
[null,null,"The ECOWAS Regional Centre for Renewable Energy and Energy Efficiency (ECREEE), on behalf of the members of the Economic Community of West African States (ECOWAS) , has requested EU Energy Initiative Partnership Dialogue Facility (EUEI PDF) support for the development of a set of tools (toolbox) to define tariffs for renewable energy and to provide technical assistance for renewable energy tariff calculation. As a result, EMRC (a member of the MRC Group of Companies) has been commissioned by EUEI PDF to develop a toolbox consisting of several standard tariff models to calculate tariffs for renewable technologies and an associated user manual. \nThis Excel based model covers tariff calculation related to RES based Independent Power Producers (IPPs)."]
[]
[]
[]
[]
[null,null,"TOOLBOX"]
[null,null,"This is the Supply Curve model",null,null,"The toolbox is made up of 6 Excel models:"]
[]
[null,null,null,null,null," Three renewable project models",null,null,null,null,null,null,null,null,null,"One model"]
[null,null,null,null,null,null,null,null,null,null,null,null,null,null,null,"of policy goals"]
[]
[null,null,null,null,null,null,null,null,"1. Renewable IPP",null,"2. Prosumer",null,"3. Green Mini-Grid",null,null,null,"6. Supply curve model"]
[]
[]
[]
[]
[null,null,null,null,null," Two models that",null,null,"4. Wind energy profile"]
[null,null,null,null,null," support data conversion"]
[null,null,null,null,null," to model inputs",null,null,"5. Fuel unit conversion"]
[]
[]
[]
[]
[null,null,"LEGEND"]
[null,null,null,"Tabs:",null,null,null,null,null,null,null,null,null,null,null,null,"Cell coding:"]
[null,null,null,null,"Cover",null,"Cover sheet with model information"]
[null,null,null,null,"Supply Curve Control Panel",null,"Control panel for the operation of the model",null,null,null,null,null,null,null,null,null,null,12.34,"Input (hard coded data)"]
[null,null,null,null,null,null,null,null,null,null,null,null,null,null,null,null,null,12.34,"Formulas and references (calculations)"]
[null,null,null,null,null,null,null,null,null,null,null,null,null,null,null,null,null,12.34,"Scenario or assumption election"]
[null,null,null,null,null,null,null,null,null,null,null,null,null,null,null,null,null,12.34,"Inactive area (with the current option selection)"]
[]
[]
[]
[]
[]
[]
[]
[null,null,"DISCLAIMER"]
[null,null,null,"This financial tool is for informational purposes only. MRC Group, ECREEE and the EUEI PDF are not responsible and do not accept any liability whatsoever for the accuracy of this financial tool or any data within it. "]
[null,null,null,"This financial tool does not represent an endorsement by MRC Group, ECREEE or the EUEI PDF of any activity or project."]

{"sheet":"Supply Curve Control Panel","index":2,"n_rows":1566,"n_cols":102,"rows_kept":1125,"cut":true,"hidden":false,"merged":[[66,14,66,15],[57,2,57,3],[57,4,57,5],[57,6,57,7],[57,8,57,9],[57,10,57,11],[57,12,57,13],[66,8,66,9],[66,10,66,11],[66,6,66,7],[66,12,66,13],[65,2,66,3],[43,1,43,4],[43,5,43,9],[43,10,43,13],[18,0,18,5],[18,10,18,12],[48,5,48,6],[48,9,48,10],[47,1,49,1],[47,2,47,10],[108,5,108,6],[108,8,108,9],[99,7,99,9],[74,2,74,8],[74,9,74,12],[66,4,66,5],[100,5,100,6],[100,8,100,9],[101,5,101,6],[101,8,101,9],[103,5,103,6],[103,8,103,9],[109,5,109,6],[109,8,109,9],[105,5,105,6],[105,8,105,9],[106,5,106,6],[106,8,106,9],[107,5,107,6],[107,8,107,9],[113,5,113,6],[113,8,113,9],[114,5,114,6],[114,8,114,9],[124,5,124,6],[124,8,124,9],[121,5,121,6],[121,8,121,9],[122,5,122,6],[122,8,122,9],[123,5,123,6],[123,8,123,9],[284,0,285,0],[284,1,285,1],[284,2,285,2],[284,3,285,3],[284,4,285,4],[104,5,104,6],[102,5,102,6],[102,8,102,9],[104,8,104,9],[117,5,117,6],[117,8,117,9],[112,5,112,6],[110,5,110,6],[110,8,110,9],[111,5,111,6],[111,8,111,9],[112,8,112,9],[115,5,115,6],[115,8,115,9],[116,5,116,6],[116,8,116,9]],"bounds":{"rows_first":500,"rows_last":125,"rows_between":500,"halvings":2}}
[]
[null,null,null,null,null,null,null,null,null,null,null,null,null,null,null,"xx","Input (hard coded data)"]
[null,null,null,null,null,null,null,null,null,null,null,null,null,null,null,"xx","Formulas and references (calculations)"]
[null,null,null,null,null,null,null,null,null,null,null,null,null,null,null,"xx","Scenario or assumption election"]
[]
["Outputs"]
[]
[]
[null,"-> Go To Inputs section"]
[null,"-> Go To Calculations section",null,null,null,null,null,null,null,null,null,null,"Currently:",{"$f":"WksProtected(A1)","v":"Protected"}]
[]
[]
[]
[]
[]
[]
[]
[]
["TOTAL RES-E",null,null,null,null,null,null,null,null,null,"Tech-specific RES-E:"]
[]
[null,"Total RES-E Target:",30000,"GWh",null,null,null,null,null,null,null,null,"Total RES-E Target:",7000,"GWh"]
[null,"Required incentive:",{"$f":"C26","v":178.50013314596418},{"$f":"B46&\"/MWh\"","v":"XXX/MWh"},null,null,null,null,null,null,null,null,"Required incentive:",{"$f":"L24","v":148.80835868821092},{"$f":"B46&\"/MWh\"","v":"XXX/MWh"}]
[]
[null,null,null,null,null,null,null,null,null,null,null,{"$f":"IF(N21<BV287,\"Increase Target\",IF(N21>OFFSET($BV$287,D284-1,0),\"Not Potential\",OFFSET($BS$286,MATCH($N$21,$BV$287:$BV$911,1),2)))","v":148.80835868821092},0]
[null,null,null,null,null,null,null,null,null,null,null,{"$f":"L24","v":148.80835868821092},{"$f":"N21","v":7000}]
[null,null,{"$f":"IF(C21<AL287,\"Increase Target\",IF(C21>OFFSET($AL$287,$F$284-1,0),\"Not Potential\",OFFSET($AI$286,MATCH($C$21,$AL$287:$AL$3411,1),2)))","v":178.50013314596418},0,null,null,null,null,null,null,null,0,{"$f":"M25","v":7000}]
[null,null,{"$f":"C26","v":178.50013314596418},{"$f":"C21","v":30000},null,null,null,null,null,null,null,{"$f":"L25","v":148.80835868821092},{"$f":"M26","v":7000}]
[null,null,0,{"$f":"D27","v":30000}]
[null,null,{"$f":"C27","v":178.50013314596418},{"$f":"D28","v":30000}]
[]
[]
[]
[]
[]
[]
[]
[]
[]
[]
[]
[]
["Inputs"]
[]
[null,"Basic data",null,null,null,"Capital Structure",null,null,null,null,"Tax Structure",null,null,null,"Inflation parameters"]
[null,"Currency","Base Year","Project - Year #0","#Years (available Projection Data)","Equity Ratio (%)","Cost of Equity (%)","Loan rate (%)","Loan Maturity (yrs)","Cost of Capital (%)","VAT (%)","Profits tax (%)","Other taxes (Unit/MWh)","Amortization period (yrs)","Real / Nominal","Expected annual inflation rate (%)"]
[null,"XXX",2017,2018,40,null,null,null,null,{"$f":"F46*G46+(1-F46)*H46*(1-L46)","v":0},null,null,null,null,"Real"]
[]
[null,"Technical data","Technical Data"]
[null,null,"Total Potential","Avg Plant Efficiency","Internal Consumption","Degradation",null,"Useful life",null,"Capacity Factor"]
[null,null,"MW","%","%","1st yr","2nd-6th yr","yrs",null,"min","max",null,null,null,"For graphs and filters:",null,"Tech ID#"]
[null,"Solar PV",null,null,null,null,null,null,null,null,null,null,null,null,null,{"$f":"\"1. \"&B51","v":"1. Solar PV"},1]
[null,"Small Hydro",null,null,null,null,null,null,null,null,null,null,null,null,null,{"$f":"\"2. \"&B52","v":"2. Small Hydro"},2]
[null,"Wind",null,null,null,null,null,null,null,null,null,null,null,null,null,{"$f":"\"3. \"&B53","v":"3. Wind"},3]
[null,"Geothermal",null,null,null,null,null,null,null,null,null,null,null,null,null,{"$f":"\"4. \"&B54","v":"4. Geothermal"},4]
[null,"Biomass",null,null,null,null,null,null,null,null,null,null,null,null,null,{"$f":"\"5. \"&B55","v":"5. Biomass"},5]
[]
[null,null,"Investment data"]
[null,"Investment data",{"$f":"CONCATENATE(\"Invest. Cost (\",B46,\"/kW)\")","v":"Invest. Cost (XXX/kW)"}]
[null,null,"min","max"]
[null,{"$f":"$B$51","v":"Solar PV"}]
[null,{"$f":"$B$52","v":"Small Hydro"}]
[null,{"$f":"$B$53","v":"Wind"}]
[null,{"$f":"$B$54","v":"Geothermal"}]
[null,{"$f":"$B$55","v":"Biomass"}]
[]
[null,null,{"$f":"CONCATENATE(\"Fixed O&M Cost (\",B46,\"/kW yr)\")","v":"Fixed O&M Cost (XXX/kW yr)"}]
[null,"O&M Costs data"]
[null,null,"min","max"]
[null,{"$f":"$B$51","v":"Solar PV"}]
[null,{"$f":"$B$52","v":"Small Hydro"}]
[null,{"$f":"$B$53","v":"Wind"}]
[null,{"$f":"$B$54","v":"Geothermal"}]
[null,{"$f":"$B$55","v":"Biomass"}]
[]
[null,null,"Other costs",null,null,null,null,null,null,"Construction parameters"]
[null,"Other costs and construction data",{"$f":"CONCATENATE(\"Fuel Cost & Variable O&M (\",B46,\"/MWh)\")","v":"Fuel Cost & Variable O&M (XXX/MWh)"},null,null,null,"Unit size (based on number of simulations and potential)","Right for use of land","Grid connection","Construction Period (max 3 years)","Year -2","Year -1","Year 0"]
[null,null,"min","max",null,null,"MW",{"$f":"CONCATENATE(B46,\"/kW\")","v":"XXX/kW"},{"$f":"CONCATENATE(B46,\"/unit\")","v":"XXX/unit"},"yrs","%","%","%"]
[null,{"$f":"$B$51","v":"Solar PV"},null,null,{"$f":"CONCATENATE($B$46,\"/MWh\")","v":"XXX/MWh"},null,{"$f":"C51/$D$284","v":0},null,null,null,null,null,{"$f":"IF(J78=1,1,IF(J78=2,1-L78,1-L78-K78))","v":1}]
[null,{"$f":"$B$52","v":"Small Hydro"},null,null,{"$f":"CONCATENATE($B$46,\"/MWh\")","v":"XXX/MWh"},null,{"$f":"C52/$D$284","v":0},null,null,null,null,null,{"$f":"IF(J79=1,1,IF(J79=2,1-L79,1-L79-K79))","v":1}]
[null,{"$f":"$B$53","v":"Wind"},null,null,"XXX/MWh",null,0,null,null,null,null,null,{"$f":"IF(J80=1,1,IF(J80=2,1-L80,1-L80-K80))","v":1}]
[null,{"$f":"$B$54","v":"Geothermal"},null,null,"XXX/MWh",null,{"$f":"C54/$D$284","v":0},null,null,null,null,null,{"$f":"IF(J81=1,1,IF(J81=2,1-L81,1-L81-K81))","v":1}]
[null,{"$f":"$B$55","v":"Biomass"},null,null,"XXX/MWh",null,{"$f":"C55/$D$284","v":0},null,null,null,null,null,{"$f":"IF(J82=1,1,IF(J82=2,1-L82,1-L82-K82))","v":1}]
[]
[]
[]
[]
[]
[null,"Cost Drivers Percentiles"]
[null,"Investment Cost",0,0.33,0.67,1]
[null,"Capacity Factor",0,0.33,0.67,1]
[null,"Fuel Cost",0,0.33,0.67,1]
[null,"O&M Cost",0,0.33,0.67,1]
[]
["Calculations"]
["Data & Results sheet used for simulations"]
[null,"Fixed inputs","XX.XX","(indicates inputs with values that are common to all simulated projects)"]
[]
[]
[null,"Investment Cost (for Base Year)",null,null,null,"Technical Characteristics"]
[null,"CAPEX per MW (Investment + Land)",{"$f":"+F147+T147","v":4500}]
[null,null,null,null,"not considered","Gross Capacity",null,{"$f":"M147","v":19.53125},"MW",null,null,"Aux (Heat Rate):"]
[null,"TOTAL CAPEX (CAPEX per MW + Grid Connection)",{"$f":"$C$100*$H$101/1000+U147/1000000","v":88.0859375},{"$f":"\"M\"&B46","v":"MXXX"},null,"Fuel consumption",null,{"$f":"1/L102","v":2.7777777777777777},{"$f":"+C129&\"/MWh\"","v":"MWh/MWh"},null,null,{"$f":"N147","v":0.36}]
[null,"Years under construction",{"$f":"G147","v":3},null,null,"Internal consumption",null,{"$f":"O147*100","v":7.0000000000000009},"%"]
[null,"% Investment Year0/Total",{"$f":"H147*100","v":10},"%",null,"Degradation",null,{"$f":"P147*100","v":0.3},"% first year"]
[null,"% Investment Year1/Total (rest 3rd year)",{"$f":"I147*100","v":40},"%",null,null,null,{"$f":"Q147*100","v":0.3},"% 2nd to 6th year"]
[null,"Capital",null,null,null,"Useful life",null,{"$f":"R147","v":25},"years"]
[null,"Equity",{"$f":"F46*100","v":0},"%"]
[null,"Loan",{"$f":"100-C107","v":100},"%",null,"Capacity Factor",null,{"$f":"S147*100","v":90},"%"]
[null,"Loan Rate",{"$f":"H46*100","v":0},"%"]
[null,"Period",{"$f":"I46","v":0},"years"]
[null,"Intercalar Interest Rate",{"$f":"C109+0.5","v":0.5},"%",null,"Initial available net capacity",null,{"$f":"+H101*(1-H103/100)","v":18.1640625},"MW"]
[null,null,null,null,null,"Equivalent hours per year",null,{"$f":"8760*H108/100","v":7884},"hs/year"]
[null,"Inflation",{"$f":"IF($O$46=\"Real\",\"NO\",\"YES\")","v":"NO"},"YES/NO"]
[null,"Project Year #1 =>",{"$f":"D46+1","v":2019},{"$f":"IF(C113=\"NO\",\"-\",IF(AND(C103=1,(C114-C115)<1),\"ERROR\",IF(AND(C103=2,(C114-C115)<2),\"ERROR\",\"\")))","v":"-"}]
[null,"Base Year         =>",{"$f":"C46","v":2017},{"$f":"IF(C113=\"NO\",\"-\",IF(AND(C103=1,(C114-C115)<1),\"ERROR\",\"\"))","v":"-"}]
[null,"#Years (available Projection Data)",{"$f":"E46","v":40},"MAX.60",null,"Expected Energy sold",null,{"$f":"+E257","v":{"$error":"#NUM!"}},"GWh/year"]
[]
[]
[null,"Taxes"]
[null,"VAT",{"$f":"K46*100","v":0},"%"]
[null,"Profits tax (and others)",{"$f":"L46*100","v":0},"%",null,{"$f":"+\"Values in \"&C115&\" \"&B46","v":"Values in 2017 XXX"}]
[null,"Amortization period",{"$f":"N46","v":0},"years",null,"Long Term Energy Price",null,225.14841827737933,{"$f":"\"[\"&B46&\"/MWh]\"","v":"[XXX/MWh]"}]
[null,null,null,null,null,"Long Term Capacity Price",null,0,{"$f":"\"[\"&B46&\"/kW-month]\"","v":"[XXX/kW-month]"}]
[null,"Forecasted Fuel Cost at plant location",null,null,null,null,null,{"$f":"IF(SUM($G$179)=0,9999,$G$186*1000/$G$179)","v":0},{"$f":"\"[\"&B46&\"/MWh]\"","v":"[XXX/MWh]"}]
[null,"Fuel @plant - Fixed Comp.",0,{"$f":"+B46&\"/unit\"","v":"XXX/unit"},null,"Monomic Price",null,{"$f":"+H122+H124","v":225.14841827737933},{"$f":"\"[\"&B46&\"/MWh]\"","v":"[XXX/MWh]"}]
[null,"Fuel @plant - Variable ",{"$f":"J147","v":15},{"$f":"+B46&\"/\"&C129","v":"XXX/MWh"}]
[null,"(for Base Year)",{"$f":"J147","v":15},{"$f":"+B46&\"/MWh\"","v":"XXX/MWh"},null,"PROJECT IRR"]
[null,null,null,null,null,{"$f":"+C223","v":0.19863899592536005}]
[null,"Unit","MWh"]
[null,"Fuel LHV",{"$f":"K147","v":0},{"$f":"+C129&\"/unit\"","v":"MWh/unit"},null,"PRIV.RETURN","Target"]
[null,null,null,null,null,{"$f":"C221","v":{"$error":"#NUM!"}},{"$f":"G46","v":0}]
[null,"Other Costs"]
[null,"Other Taxes",{"$f":"M46","v":0},{"$f":"+B46&\"/MWh\"","v":"XXX/MWh"},null,"ROE"]
[null,"        % affected by Inflation",0,"%",null,{"$f":"+C221","v":{"$error":"#NUM!"}}]
[null,"O&M (variable)",0,{"$f":"+B46&\"/MWh\"","v":"XXX/MWh"}]
[null,"        % affected by Inflation",0,"%"]
[null,"O&M (fixed)",{"$f":"L147","v":270},{"$f":"+B46&\"/kW\"","v":"XXX/kW"}]
[null,"        % affected by Inflation",0,"%"]
[null,"Administration",0,{"$f":"+B46&\"/MWh\"","v":"XXX/MWh"}]
[null,"        % affected by Inflation",0,"%"]
[null,"Nodal Factor (transmission losses)",100,"%"]
[]
[]
[]
[]
[null,null,null,null,null,"Inv Cost","Yrs Constr","% Inv 1yr","% Inv 2yr","Fuel Price",null,"O&M","Capacity","Heat Rate","Int Consumpt","Degrad 1yr","Degrad 2yr","Life","Capacity Factor","Land","Grid conn"]
[null,null,"Used in Macro for simulations:",null,null,4500,3,0.1,0.4,15,0,270,19.53125,0.36,7.0000000000000007E-2,3.0000000000000001E-3,3.0000000000000001E-3,25,0.9,0,195312.5]
[]
["Cash flow used to arrive at energy tariff to give target return"]
[]
[]
[null,null,"Year",{"$f":"E152-1","v":2016},{"$f":"IF($C$103=1,F152-1,HLOOKUP(E$154,$D$270:$BL$272,2,FALSE))","v":2017},{"$f":"+IF(F154<=$H$106,HLOOKUP(F$154,$D$270:$BL$272,2,FALSE),\"\")","v":2018},{"$f":"+IF(G154<=$H$106,HLOOKUP(G$154,$D$270:$BL$272,2,FALSE),\"\")","v":2019},2020,2021,2022,2023,2024,2025,2026,2027,2028,2029,2030,2031,2032,2033,2034,2035,2036,2037,2038,2039,2040,2041,2042,2043,"","","","","","","","","","","","","","","","","","","","","","","","","","","","","","","","",""]
[null,"In Operation (1 = YES, 0 = NO):",null,{"$f":"+IF(AND(D154>0,D154<=$H$106),1,0)","v":0},{"$f":"+IF(AND(E154>0,E154<=$H$106),1,0)","v":0},0,1,1,1,1,1,1,1,1,1,1,1,1,1,1,1,1,1,1,1,1,1,1,1,1,1,0,0,0,0,0,0,0,0,0,0,0,0,0,0,0,0,0,0,0,0,0,0,0,0,0,0,0,0,0,0,0,0,0]
[null,"MARKET PRICES & DISPATCH","Project Year #",{"$f":"E154-1","v":-2},-1,0,1,2,3,4,5,6,7,8,9,10,11,12,13,14,15,16,17,18,19,20,21,22,23,24,25,26,27,28,29,30,31,32,33,34,35,36,37,38,39,40,41,42,43,44,45,46,47,48,49,50,51,52,53,54,55,56,57,58]
[]
[null,"FORECASTED US INFLATION RATIO",null,null,{"$f":"IF($C$103=1,F156,IF($C$113=\"YES\",HLOOKUP(E$154,$D$270:$BL$273,4,FALSE),1))","v":1},{"$f":"IF($C$113=\"YES\",HLOOKUP(F$154,$D$270:$BL$273,4,FALSE),1)","v":1},1,1,1,1,1,1,1,1,1,1,1,1,1,1,1,1,1,1,1,1,1,1,1,1,1,1,1,1,1,1,1,1,1,1,1,1,1,1,1,1,1,1,1,1,1,1,1,1,1,1,1,1,1,1,1,1,1,1]
[]
[null,{"$f":"+\"FUEL PRICE @PLANT VARIAB [¢\"&B46&\"/\"&C129&\"]\"","v":"FUEL PRICE @PLANT VARIAB [¢XXX/MWh]"},null,null,{"$f":"IF($C$103=1,F158,IF($C$113=\"YES\",HLOOKUP(E$154,$D$277:$BL$282,5,FALSE),$C$126*100))","v":1500},{"$f":"IF($C$113=\"YES\",HLOOKUP(F$154,$D$277:$BL$282,5,FALSE),$C$126*100)","v":1500},{"$f":"IF($C$113=\"YES\",HLOOKUP(G$154,$D$277:$BL$282,5,FALSE),$C$126*100)","v":1500},1500,1500,1500,1500,1500,1500,1500,1500,{"$f":"IF($C$113=\"YES\",HLOOKUP(P$154,$D$277:$BL$282,5,FALSE),$C$126*100)","v":1500},1500,1500,1500,1500,1500,1500,1500,1500,1500,1500,1500,1500,1500,1500,1500,1500,1500,1500,1500,1500,1500,1500,1500,1500,1500,1500,1500,1500,1500,1500,1500,1500,1500,1500,1500,1500,1500,1500,1500,1500,1500,1500,1500,1500,1500,1500,1500,1500]
[]
[null,"ENERGY PRICE (VAR)",{"$f":"\"[\"&B46&\"/MWh]\"","v":"[XXX/MWh]"},null,null,null,{"$f":"$H$122*G$156","v":225.14841827737933},{"$f":"$H$122*H$156","v":225.14841827737933},225.14841827737933,225.14841827737933,225.14841827737933,225.14841827737933,225.14841827737933,225.14841827737933,225.14841827737933,225.14841827737933,225.14841827737933,225.14841827737933,225.14841827737933,225.14841827737933,225.14841827737933,225.14841827737933,225.14841827737933,225.14841827737933,225.14841827737933,225.14841827737933,225.14841827737933,225.14841827737933,225.14841827737933,225.14841827737933,225.14841827737933,225.14841827737933,225.14841827737933,225.14841827737933,225.14841827737933,225.14841827737933,225.14841827737933,225.14841827737933,225.14841827737933,225.14841827737933,225.14841827737933,225.14841827737933,225.14841827737933,225.14841827737933,225.14841827737933,225.14841827737933,225.14841827737933,225.14841827737933,225.14841827737933,225.14841827737933,225.14841827737933,225.14841827737933,225.14841827737933,225.14841827737933,225.14841827737933,225.14841827737933,225.14841827737933,225.14841827737933,225.14841827737933,225.14841827737933,225.14841827737933,225.14841827737933,225.14841827737933,225.14841827737933]
[null,"CAPACITY PRICE",{"$f":"\"[\"&B46&\"/kW-month]\"","v":"[XXX/kW-month]"},null,null,null,{"$f":"+$H$123*G156","v":0},0,0,0,0,0,0,0,0,0,0,0,0,0,0,0,0,0,0,0,{"$f":"+$H$123*AA156","v":0},0,0,0,0,0,0,0,0,0,0,0,0,0,0,0,0,0,0,0,0,0,0,0,0,0,0,0,0,0,0,0,0,0,0,0,0,0]
[]
[null,"CAPACITY"]
[null,"Nominal Gross Capacity ","[MW]",null,null,null,{"$f":"+$H$101*G153","v":19.53125},{"$f":"+$H$101*H153","v":19.53125},19.53125,19.53125,19.53125,19.53125,19.53125,19.53125,19.53125,19.53125,19.53125,19.53125,19.53125,19.53125,19.53125,19.53125,19.53125,19.53125,19.53125,19.53125,19.53125,19.53125,19.53125,19.53125,19.53125,0,0,0,0,0,0,0,0,0,0,0,0,0,0,0,0,0,0,0,0,0,0,0,0,0,0,0,0,0,0,0,0,0]
[null,"Acummulative Degradation Factor","[%]",null,null,null,1,{"$f":"+(1-H104/100)*G165*H153","v":0.997},{"$f":"(1-$H$105/100)*H165*I153","v":0.99400900000000003},{"$f":"(1-$H$105/100)*I165*J153","v":0.99102697299999998},{"$f":"(1-$H$105/100)*J165*K153","v":0.98805389208100003},{"$f":"(1-$H$105/100)*K165*L153","v":0.985089730404757},0.98213446121354275,0.97918805782990215,0.97625049365641248,0.97332174217544321,0.97040177694891683,0.96749057161807006,0.96458809990321581,0.96169433560350615,0.95880925259669558,0.95593282483890551,0.95306502636438883,0.95020583128529568,0.94735521379143983,0.94451314815006548,0.94167960870561529,0.93885456987949845,0.93603800616985999,0.93322989215135044,0.93043020247489638,0,0,0,0,0,0,0,0,0,0,0,0,0,0,0,0,0,0,0,0,0,0,0,0,0,0,0,0,0,0,0,0,0]
[null,"Effective Gross Capacity ","[MW]",null,null,null,{"$f":"+G164*G165","v":19.53125},19.47265625,{"$f":"+I164*I165","v":19.41423828125},19.35599556640625,19.297927579707032,19.240033796967911,19.182313695577008,19.124766754490278,19.067392454226805,19.010190276864126,18.953159706033532,18.896300226915432,18.839611326234685,18.783092492255978,{"$f":"+U164*U165","v":18.726743214779212},18.670562985134872,18.614551296179471,18.55870764229093,18.503031519364058,18.447522424805967,{"$f":"+AA164*AA165","v":18.392179857531548},18.337003317958953,18.281992308005076,18.227146331081062,18.17246489208782,0,0,0,0,0,0,0,0,0,0,0,0,0,0,0,0,0,0,0,0,0,0,0,0,0,0,0,0,0,0,0,0,0]
[null,"Internal consumption","[%]",null,null,null,{"$f":"+$H$103/100","v":7.0000000000000007E-2},7.0000000000000007E-2,7.0000000000000007E-2,7.0000000000000007E-2,7.0000000000000007E-2,7.0000000000000007E-2,7.0000000000000007E-2,7.0000000000000007E-2,7.0000000000000007E-2,7.0000000000000007E-2,7.0000000000000007E-2,7.0000000000000007E-2,7.0000000000000007E-2,7.0000000000000007E-2,7.0000000000000007E-2,7.0000000000000007E-2,7.0000000000000007E-2,7.0000000000000007E-2,7.0000000000000007E-2,7.0000000000000007E-2,7.0000000000000007E-2,7.0000000000000007E-2,7.0000000000000007E-2,7.0000000000000007E-2,7.0000000000000007E-2,7.0000000000000007E-2,7.0000000000000007E-2,7.0000000000000007E-2,7.0000000000000007E-2,7.0000000000000007E-2,7.0000000000000007E-2,7.0000000000000007E-2,7.0000000000000007E-2,7.0000000000000007E-2,7.0000000000000007E-2,7.0000000000000007E-2,7.0000000000000007E-2,7.0000000000000007E-2,7.0000000000000007E-2,7.0000000000000007E-2,7.0000000000000007E-2,7.0000000000000007E-2,7.0000000000000007E-2,7.0000000000000007E-2,7.0000000000000007E-2,7.0000000000000007E-2,7.0000000000000007E-2,7.0000000000000007E-2,7.0000000000000007E-2,7.0000000000000007E-2,7.0000000000000007E-2,7.0000000000000007E-2,7.0000000000000007E-2,7.0000000000000007E-2,7.0000000000000007E-2,7.0000000000000007E-2,7.0000000000000007E-2,7.0000000000000007E-2]
[null,"Effective Net Capacity ","[MW]",null,null,null,{"$f":"+G166*(1-G$167)","v":18.1640625},18.109570312499997,18.0552416015625,18.00107587675781,17.947072649127538,17.893231431180155,17.839551736886616,17.786033081675956,17.732674982430929,17.679476957483637,17.626438526611182,17.573559211031352,17.520838533398255,17.468276017798058,17.415871189744667,17.363623576175428,17.311532705446908,17.259598107330564,17.207819313008571,17.156195855069548,{"$f":"+AA166*(1-AA$167)","v":17.104727267504337},17.053413085701823,17.002252846444719,16.951246087905385,16.90039234964167,0,0,0,0,0,0,0,0,0,0,0,0,0,0,0,0,0,0,0,0,0,0,0,0,0,0,0,0,0,0,0,0,0]
[]
[]
[]
[]
[]
[]
[null,"Hours in Year",null,null,null,null,8760,8760,8760,8760,8760,8760,8760,8760,8760,8760,8760,8760,8760,8760,8760,8760,8760,8760,8760,8760,8760,8760,8760,8760,8760,8760,8760,8760,8760,8760,8760,8760,8760,8760,8760,8760,8760,8760,8760,8760,8760,8760,8760,8760,8760,8760,8760,8760,8760,8760,8760,8760,8760,8760,8760,8760,8760,8760]
[null,"DISPATCH"]
[null,"Capacity Factor","[%]",null,null,null,{"$f":"+$H$108/100*G153","v":0.9},{"$f":"+$H$108/100*H153","v":0.9},0.9,0.9,0.9,0.9,0.9,0.9,0.9,0.9,0.9,0.9,0.9,0.9,0.9,0.9,0.9,0.9,0.9,0.9,0.9,0.9,0.9,0.9,0.9,0,0,0,0,0,0,0,0,0,0,0,0,0,0,0,0,0,0,0,0,0,0,0,0,0,0,0,0,0,0,0,0,0]
[null,"Energy production (gross)","[GWh]",null,null,null,{"$f":"+G166*G175*G177/1000","v":153.984375},{"$f":"+H166*H175*H177/1000","v":153.52242187499999},153.06185460937502,152.60266904554689,152.14486103841026,151.68842645529503,151.23336117592913,150.77966109240134,150.32732210912417,149.87634014279678,149.42671112236837,148.97843098900125,148.53149569603428,148.08590120894613,147.64164350531931,147.19871857480337,146.75712241907894,146.31685105182169,145.87790049866621,145.44026679717024,{"$f":"+AA166*AA175*AA177/1000","v":145.00394599677875},144.56893415878841,144.13522735631204,143.7028216742431,143.27171320922039,0,0,0,0,0,0,0,0,0,0,0,0,0,0,0,0,0,0,0,0,0,0,0,0,0,0,0,0,0,0,0,0,0]
[null,"Energy production (net)","[GWh]",null,null,null,{"$f":"+G168*G175*G177/1000","v":143.20546874999999},{"$f":"+H168*H175*H177/1000","v":142.77585234374999},142.34752478671874,141.92048221235856,141.49472076572152,141.07023660342432,140.64702589361409,140.22508481593326,139.80440956148547,139.38499633280097,138.96684134380257,138.54994081977117,138.13429099731187,137.71988812431988,137.30672845994695,136.89480827456708,136.48412384974341,136.07467147819418,135.66644746375957,135.25944812136834,{"$f":"+AA168*AA175*AA177/1000","v":134.85366977700423},134.44910876767321,134.04576144137019,133.64362415704605,133.24269328457493,0,0,0,0,0,0,0,0,0,0,0,0,0,0,0,0,0,0,0,0,0,0,0,0,0,0,0,0,0,0,0,0,0]
[]
[null,"HEAT RATE (Year average)",{"$f":"+\"[\"&$C$129&\"/MWh]\"","v":"[MWh/MWh]"},null,null,null,{"$f":"+$H$102*(1+$H$104/100)*G153","v":2.7861111111111105},{"$f":"+$H$102*(1+$H$104/100)*H153","v":2.7861111111111105},{"$f":"+$H$102*(1+$H$104/100)*I153","v":2.7861111111111105},2.7861111111111105,2.7861111111111105,2.7861111111111105,2.7861111111111105,2.7861111111111105,2.7861111111111105,2.7861111111111105,2.7861111111111105,2.7861111111111105,2.7861111111111105,2.7861111111111105,2.7861111111111105,2.7861111111111105,2.7861111111111105,2.7861111111111105,2.7861111111111105,2.7861111111111105,2.7861111111111105,2.7861111111111105,2.7861111111111105,2.7861111111111105,2.7861111111111105,0,0,0,0,0,0,0,0,0,0,0,0,0,0,0,0,0,0,0,0,0,0,0,0,0,0,0,0,0,0,0,0,0]
[null,"FUEL CONSUMPTION",{"$f":"+\"[10^6 \"&$C$129&\"]\"","v":"[10^6 MWh]"},null,null,null,{"$f":"+G178*1000*G181/1000000","v":0.42901757812499991},{"$f":"+H178*1000*H181/1000000","v":0.42773052539062489},0.42644733381445304,0.42516799181300968,0.42389248783757072,0.42262081037405802,0.42135294794293582,0.42008888909910697,0.41882862243180974,0.41757213656451425,0.41631942015482071,0.41507046189435626,0.41382525050867319,0.41258377475714708,0.41134602343287568,0.41011198536257704,0.40888164940648936,0.4076550044582698,0.40643203944489492,0.40521274332656038,{"$f":"+AA178*1000*AA181/1000000","v":0.40399710509658077},0.40278511378129095,0.40157675843994711,0.40037202816462725,0.39917091208013339,0,0,0,0,0,0,0,0,0,0,0,0,0,0,0,0,0,0,0,0,0,0,0,0,0,0,0,0,0,0,0,0,0]
[]
[null,"INCOMES","Project Year #",{"$f":"E184-1","v":-2},-1,0,1,2,3,4,5,6,7,8,9,10,11,12,13,14,15,16,17,18,19,20,21,22,23,24,25,26,27,28,29,30,31,32,33,34,35,36,37,38,39,40,41,42,43,44,45,46,47,48,49,50,51,52,53,54,55,56,57,58]
[null,"Energy",{"$f":"\"[10^6 \"&$B$46&\"]\"","v":"[10^6 XXX]"},null,null,null,{"$f":"+G179*G160/1000*$C$141/100","v":32.242484777733175},32.14575732339997,32.049320051429774,31.953172091275476,31.857312575001661,31.761740637276649,31.666455415364826,31.571456049118737,31.476741680971383,31.382311455928456,31.288164521560674,31.194300027995993,31.100717127912006,31.007414976528263,30.914392731598682,30.82164955340388,30.729184604743672,30.636997050929445,30.545086059776644,30.453450801597331,{"$f":"+AA179*AA160/1000*$C$141/100","v":30.362090449192536},30.271004177844951,30.18019116531142,30.089650591815481,29.999381640040038,0,0,0,0,0,0,0,0,0,0,0,0,0,0,0,0,0,0,0,0,0,0,0,0,0,0,0,0,0,0,0,0,0]
[null,"Capacity",{"$f":"\"[10^6 \"&$B$46&\"]\"","v":"[10^6 XXX]"},null,null,null,{"$f":"G166*G161*12/1000","v":0},{"$f":"H166*H161*12/1000","v":0},0,0,0,0,0,0,0,0,0,0,0,0,0,0,0,0,0,0,{"$f":"AA166*AA161*12/1000","v":0},0,0,0,0,0,0,0,0,0,0,0,0,0,0,0,0,0,0,0,0,0,0,0,0,0,0,0,0,0,0,0,0,0,0,0,0,0]
[null,"TOTAL INCOMES","[10^6 XXX]",null,null,null,{"$f":"+G185+G186","v":32.242484777733175},32.14575732339997,32.049320051429774,31.953172091275476,31.857312575001661,31.761740637276649,31.666455415364826,31.571456049118737,31.476741680971383,31.382311455928456,31.288164521560674,31.194300027995993,31.100717127912006,31.007414976528263,30.914392731598682,30.82164955340388,30.729184604743672,30.636997050929445,30.545086059776644,30.453450801597331,{"$f":"+AA185+AA186","v":30.362090449192536},30.271004177844951,30.18019116531142,30.089650591815481,29.999381640040038,0,0,0,0,0,0,0,0,0,0,0,0,0,0,0,0,0,0,0,0,0,0,0,0,0,0,0,0,0,0,0,0,0]
[null,"Monomic selling price",{"$f":"\"[\"&B46&\"/MWh]\"","v":"[XXX/MWh]"},null,null,null,{"$f":"IF(G179=0,0,G187/G179*1000)","v":225.14841827737933},{"$f":"IF(H179=0,0,H187/H179*1000)","v":225.14841827737931},225.14841827737933,225.14841827737931,225.14841827737933,225.14841827737936,225.14841827737933,225.14841827737936,225.14841827737933,225.14841827737933,225.14841827737933,225.14841827737936,225.14841827737933,225.14841827737936,225.14841827737933,225.14841827737933,225.14841827737933,225.14841827737936,225.14841827737931,225.14841827737936,225.14841827737933,225.14841827737928,225.14841827737933,225.14841827737933,225.14841827737933,0,0,0,0,0,0,0,0,0,0,0,0,0,0,0,0,0,0,0,0,0,0,0,0,0,0,0,0,0,0,0,0,0]
[]
[null,"EXPENDITURES","Project Year #",{"$f":"E190-1","v":-2},-1,0,1,2,3,4,5,6,7,8,9,10,11,12,13,14,15,16,17,18,19,20,21,22,23,24,25,26,27,28,29,30,31,32,33,34,35,36,37,38,39,40,41,42,43,44,45,46,47,48,49,50,51,52,53,54,55,56,57,58]
[null,"Investment (Equity)",{"$f":"\"[10^6 \"&$B$46&\"]\"","v":"[10^6 XXX]"},{"$f":"+IF($C$103>=2,$C$102*$C$104/100*$C$107/100,0)*E$156","v":0},{"$f":"+IF($C$103>=2,$C$102*$C$105/100*$C$107/100,$C$102*$C$104/100*$C$107/100)*E$156","v":0},{"$f":"IF($C$103>=2,$C$102*(1-$C$104/100-$C$105/100)*$C$107/100,$C$102*(1-$C$104/100)*$C$107/100)*E$156","v":0}]
[null,"Investment (Interests-Loan)","[10^6 XXX]",null,null,null,{"$f":"G251+G253","v":0},0,0,0,0,0,0,0,0,0,0,0,0,0,0,0,0,0,0,0,{"$f":"AA251+AA253","v":0},0,0,0,0,0,0,0,0,0,0,0,0,0,0,0,0,0,0,0,0,0,0,0,0,0,0,0,0,0,0,0,0,0,0,0,0,0]
[null,"Investment (Capital-Loan)","[10^6 XXX]",null,null,null,{"$f":"G249","v":0},0,0,0,0,0,0,0,0,0,0,0,0,0,0,0,0,0,0,0,{"$f":"AA249","v":0},0,0,0,0,0,0,0,0,0,0,0,0,0,0,0,0,0,0,0,0,0,0,0,0,0,0,0,0,0,0,0,0,0,0,0,0,0]
[]
[null,"Fuel (Variable)","[10^6 XXX]",null,null,null,{"$f":"+G182*1000000*G158/100/1000000","v":6.4352636718749991},{"$f":"+H182*1000000*H158/100/1000000","v":6.4159578808593745},6.3967100072167957,6.3775198771951453,6.3583873175635608,6.3393121556108705,6.3202942191440368,6.3013333364866044,6.2824293364771462,6.2635820484677138,6.2447913023223105,6.2260569284153444,6.2073787576300976,6.1887566213572063,6.1701903514931358,6.1516797804386556,6.1332247410973402,6.1148250668740474,6.0964805916734246,6.0781911498984051,{"$f":"+AA182*1000000*AA158/100/1000000","v":6.0599565764487116},6.0417767067193644,6.023651376599207,6.005580422469408,5.9875636812020003,0,0,0,0,0,0,0,0,0,0,0,0,0,0,0,0,0,0,0,0,0,0,0,0,0,0,0,0,0,0,0,0,0]
[null,"Other Costs (Variable)","[10^6 XXX]",null,null,null,{"$f":"(($C$134/100*$C$133+$C$136/100*$C$135+$C$140/100*$C$139)*G$156+((1-$C$134/100)*$C$133+(1-$C$136/100)*$C$135+(1-$C$140/100)*$C$139))*(0*G179/1000+1*G178/1000)","v":0},0,0,0,0,0,0,0,0,0,0,0,0,0,0,0,0,0,0,0,{"$f":"(($C$134/100*$C$133+$C$136/100*$C$135+$C$140/100*$C$139)*AA$156+((1-$C$134/100)*$C$133+(1-$C$136/100)*$C$135+(1-$C$140/100)*$C$139))*(0*AA179/1000+1*AA178/1000)","v":0},0,0,0,0,0,0,0,0,0,0,0,0,0,0,0,0,0,0,0,0,0,0,0,0,0,0,0,0,0,0,0,0,0,0,0,0,0]
[null,"Other Costs (Fixed)","[10^6 XXX]",null,null,null,{"$f":"(($C$138/100*$C$137)*G$156+((1-$C$138/100)*$C$137))*G$164/1000","v":5.2734375},5.2734375,5.2734375,5.2734375,5.2734375,5.2734375,5.2734375,5.2734375,5.2734375,5.2734375,5.2734375,5.2734375,5.2734375,5.2734375,5.2734375,5.2734375,5.2734375,5.2734375,5.2734375,5.2734375,5.2734375,5.2734375,5.2734375,5.2734375,5.2734375,0,0,0,0,0,0,0,0,0,0,0,0,0,0,0,0,0,0,0,0,0,0,0,0,0,0,0,0,0,0,0,0,0]
[null,"Total EXPENDITURES","[10^6 XXX]",{"$f":"+SUM(D191:D196)","v":0},{"$f":"+SUM(E191:E196)","v":0},{"$f":"+SUM(F191:F196)","v":0},{"$f":"+SUM(G191:G197)","v":11.708701171874999},11.689395380859374,11.670147507216797,11.650957377195144,11.631824817563562,11.61274965561087,11.593731719144037,11.574770836486604,11.555866836477147,11.537019548467715,11.518228802322311,11.499494428415344,11.480816257630098,11.462194121357207,11.443627851493137,11.425117280438656,11.40666224109734,11.388262566874047,11.369918091673425,11.351628649898405,{"$f":"+SUM(AA191:AA197)","v":11.333394076448712},11.315214206719364,11.297088876599208,11.279017922469407,11.261001181202001,0,0,0,0,0,0,0,0,0,0,0,0,0,0,0,0,0,0,0,0,0,0,0,0,0,0,0,0,0,0,0,0,0]
[]
[null,{"$f":"\"CASH FLOW [\"&$C$107&\"% EQTY]\"","v":"CASH FLOW [0% EQTY]"},"Project Year #",{"$f":"E200-1","v":-2},-1,0,1,2,3,4,5,6,7,8,9,10,11,12,13,14,15,16,17,18,19,20,21,22,23,24,25,26,27,28,29,30,31,32,33,34,35,36,37,38,39,40,41,42,43,44,45,46,47,48,49,50,51,52,53,54,55,56,57,58]
[null,"TOTAL INCOMES",{"$f":"\"[10^6 \"&$B$46&\"]\"","v":"[10^6 XXX]"},null,null,null,{"$f":"+G187","v":32.242484777733175},32.14575732339997,32.049320051429774,31.953172091275476,31.857312575001661,31.761740637276649,31.666455415364826,31.571456049118737,31.476741680971383,31.382311455928456,31.288164521560674,31.194300027995993,31.100717127912006,31.007414976528263,30.914392731598682,30.82164955340388,30.729184604743672,30.636997050929445,30.545086059776644,30.453450801597331,{"$f":"+AA187","v":30.362090449192536},30.271004177844951,30.18019116531142,30.089650591815481,29.999381640040038,0,0,0,0,0,0,0,0,0,0,0,0,0,0,0,0,0,0,0,0,0,0,0,0,0,0,0,0,0,0,0,0,0]
[null,"TOTAL EXPENDITURES","[10^6 XXX]",{"$f":"+D198","v":0},0,0,11.708701171874999,11.689395380859374,11.670147507216797,11.650957377195144,11.631824817563562,11.61274965561087,11.593731719144037,11.574770836486604,11.555866836477147,11.537019548467715,11.518228802322311,11.499494428415344,11.480816257630098,11.462194121357207,11.443627851493137,11.425117280438656,11.40666224109734,11.388262566874047,11.369918091673425,11.351628649898405,{"$f":"+AA198","v":11.333394076448712},11.315214206719364,11.297088876599208,11.279017922469407,11.261001181202001,0,0,0,0,0,0,0,0,0,0,0,0,0,0,0,0,0,0,0,0,0,0,0,0,0,0,0,0,0,0,0,0,0]
[null,"CASH FLOW BEFORE TAXES","[10^6 XXX]",{"$f":"D201-D202","v":0},0,0,20.533783605858176,20.456361942540596,20.379172544212977,20.302214714080332,20.225487757438099,20.148990981665779,20.072723696220791,19.996685212632133,19.920874844494236,19.845291907460741,19.769935719238362,19.694805599580647,19.61990087028191,19.545220855171056,19.470764880105545,19.396532272965224,19.322522363646332,19.248734484055397,19.175167968103217,19.101822151698926,{"$f":"AA201-AA202","v":19.028696372743823},18.955789971125586,18.883102288712212,18.810632669346074,18.738380458838037,0,0,0,0,0,0,0,0,0,0,0,0,0,0,0,0,0,0,0,0,0,0,0,0,0,0,0,0,0,0,0,0,0]
[null,"TAXES","[10^6 XXX]",{"$f":"+D230*$C$107/100","v":0},{"$f":"+E230*$C$107/100","v":0},{"$f":"+F230*$C$107/100","v":0},{"$f":"-G246+G230","v":0},0,0,0,0,0,0,0,0,0,0,0,0,0,0,0,0,0,0,0,{"$f":"-AA246+AA230","v":0},0,0,0,0,0,0,0,0,0,0,0,0,0,0,0,0,0,0,0,0,0,0,0,0,0,0,0,0,0,0,0,0,0,0,0,0,0]
[null,{"$f":"\"NET CASH FLOW [\"&$C$107&\"% EQTY]\"","v":"NET CASH FLOW [0% EQTY]"},"[10^6 XXX]",{"$f":"+D203+D204","v":0},0,0,20.533783605858176,20.456361942540596,20.379172544212977,20.302214714080332,20.225487757438099,20.148990981665779,20.072723696220791,19.996685212632133,19.920874844494236,19.845291907460741,19.769935719238362,19.694805599580647,19.61990087028191,19.545220855171056,19.470764880105545,19.396532272965224,19.322522363646332,19.248734484055397,19.175167968103217,19.101822151698926,{"$f":"+AA203+AA204","v":19.028696372743823},18.955789971125586,18.883102288712212,18.810632669346074,18.738380458838037,0,0,0,0,0,0,0,0,0,0,0,0,0,0,0,0,0,0,0,0,0,0,0,0,0,0,0,0,0,0,0,0,0]
[]
[null,"CASH FLOW FOR PRIVATE FUNDS","Project Year #",-2,-1,0,1,2,3,4,5,6,7,8,9,10,11,12,13,14,15,16,17,18,19,20,21,22,23,24,25,26,27,28,29,30,31,32,33,34,35,36,37,38,39,40,41,42,43,44,45,46,47,48,49,50,51,52,53,54,55,56,57,58]
[null,"TOTAL INCOMES",{"$f":"\"[10^6 \"&$B$46&\"]\"","v":"[10^6 XXX]"},null,null,null,{"$f":"G187","v":32.242484777733175},32.14575732339997,32.049320051429774,31.953172091275476,31.857312575001661,31.761740637276649,31.666455415364826,31.571456049118737,31.476741680971383,31.382311455928456,31.288164521560674,31.194300027995993,31.100717127912006,31.007414976528263,30.914392731598682,30.82164955340388,30.729184604743672,30.636997050929445,30.545086059776644,30.453450801597331,{"$f":"AA187","v":30.362090449192536},30.271004177844951,30.18019116531142,30.089650591815481,29.999381640040038,0,0,0,0,0,0,0,0,0,0,0,0,0,0,0,0,0,0,0,0,0,0,0,0,0,0,0,0,0,0,0,0,0]
[null,"TOTAL EXPENDITURES","[10^6 XXX]",{"$f":"+IF($C$103>=2,$C$102*$C$104/100,0)*E$156","v":8.80859375},{"$f":"+IF($C$103>=2,$C$102*$C$105/100,$C$102*$C$104/100)*E$156","v":35.234375},{"$f":"IF($C$103>=2,$C$102*(1-$C$104/100-$C$105/100),$C$102*(1-$C$104/100))*E$156","v":44.04296875},{"$f":"(G194+G195+G196+G197)","v":11.708701171874999},11.689395380859374,11.670147507216797,11.650957377195144,11.631824817563562,11.61274965561087,11.593731719144037,11.574770836486604,11.555866836477147,11.537019548467715,11.518228802322311,11.499494428415344,11.480816257630098,11.462194121357207,11.443627851493137,11.425117280438656,11.40666224109734,11.388262566874047,11.369918091673425,11.351628649898405,{"$f":"(AA194+AA195+AA196+AA197)","v":11.333394076448712},11.315214206719364,11.297088876599208,11.279017922469407,11.261001181202001,0,0,0,0,0,0,0,0,0,0,0,0,0,0,0,0,0,0,0,0,0,0,0,0,0,0,0,0,0,0,0,0,0]
[null,"CASH FLOW BEFORE TAXES","[10^6 XXX]",{"$f":"+D208-D209","v":-8.80859375},-35.234375,-44.04296875,20.533783605858176,20.456361942540596,20.379172544212977,20.302214714080332,20.225487757438099,20.148990981665779,20.072723696220791,19.996685212632133,19.920874844494236,19.845291907460741,19.769935719238362,19.694805599580647,19.61990087028191,19.545220855171056,19.470764880105545,19.396532272965224,19.322522363646332,19.248734484055397,19.175167968103217,19.101822151698926,{"$f":"+AA208-AA209","v":19.028696372743823},18.955789971125586,18.883102288712212,18.810632669346074,18.738380458838037,0,0,0,0,0,0,0,0,0,0,0,0,0,0,0,0,0,0,0,0,0,0,0,0,0,0,0,0,0,0,0,0,0]
[null,"TAXES","[10^6 XXX]",{"$f":"-D246+D230","v":0},0,0,0,0,0,0,0,0,0,0,0,0,0,0,0,0,0,0,0,0,0,0,{"$f":"-AA246+AA230","v":0},0,0,0,0,0,0,0,0,0,0,0,0,0,0,0,0,0,0,0,0,0,0,0,0,0,0,0,0,0,0,0,0,0,0,0,0,0]
[null,"NET CASH FLOW [PRIVATE]","[10^6 XXX]",{"$f":"+D210+D211","v":-8.80859375},-35.234375,-44.04296875,20.533783605858176,20.456361942540596,20.379172544212977,20.302214714080332,20.225487757438099,20.148990981665779,20.072723696220791,19.996685212632133,19.920874844494236,19.845291907460741,19.769935719238362,19.694805599580647,19.61990087028191,19.545220855171056,19.470764880105545,19.396532272965224,19.322522363646332,19.248734484055397,19.175167968103217,19.101822151698926,{"$f":"+AA210+AA211","v":19.028696372743823},18.955789971125586,18.883102288712212,18.810632669346074,18.738380458838037,0,0,0,0,0,0,0,0,0,0,0,0,0,0,0,0,0,0,0,0,0,0,0,0,0,0,0,0,0,0,0,0,0]
[]
[null,"CASH FLOW FOR IRR","Project Year #",{"$f":"E214-1","v":-2},-1,0,1,2,3,4,5,6,7,8,9,10,11,12,13,14,15,16,17,18,19,20,21,22,23,24,25,26,27,28,29,30,31,32,33,34,35,36,37,38,39,40,41,42,43,44,45,46,47,48,49,50,51,52,53,54,55,56,57,58]
[null,"TOTAL INCOMES",{"$f":"\"[10^6 \"&$B$46&\"]\"","v":"[10^6 XXX]"},null,null,null,{"$f":"+G187","v":32.242484777733175},32.14575732339997,32.049320051429774,31.953172091275476,31.857312575001661,31.761740637276649,31.666455415364826,31.571456049118737,31.476741680971383,31.382311455928456,31.288164521560674,31.194300027995993,31.100717127912006,31.007414976528263,30.914392731598682,30.82164955340388,30.729184604743672,30.636997050929445,30.545086059776644,30.453450801597331,{"$f":"+AA187","v":30.362090449192536},30.271004177844951,30.18019116531142,30.089650591815481,29.999381640040038,0,0,0,0,0,0,0,0,0,0,0,0,0,0,0,0,0,0,0,0,0,0,0,0,0,0,0,0,0,0,0,0,0]
[null,"TOTAL EXPENDITURES","[10^6 XXX]",{"$f":"+IF($C$103>=2,$C$102*$C$104/100,0)*E$156","v":8.80859375},{"$f":"+IF($C$103>=2,$C$102*$C$105/100,$C$102*$C$104/100)*E$156","v":35.234375},{"$f":"IF($C$103>=2,$C$102*(1-$C$104/100-$C$105/100),$C$102*(1-$C$104/100))*E$156","v":44.04296875},{"$f":"(G194+G195+G196+G197)","v":11.708701171874999},11.689395380859374,11.670147507216797,11.650957377195144,11.631824817563562,11.61274965561087,11.593731719144037,11.574770836486604,11.555866836477147,11.537019548467715,11.518228802322311,11.499494428415344,11.480816257630098,11.462194121357207,11.443627851493137,11.425117280438656,11.40666224109734,11.388262566874047,11.369918091673425,11.351628649898405,{"$f":"(AA194+AA195+AA196+AA197)","v":11.333394076448712},11.315214206719364,11.297088876599208,11.279017922469407,11.261001181202001,0,0,0,0,0,0,0,0,0,0,0,0,0,0,0,0,0,0,0,0,0,0,0,0,0,0,0,0,0,0,0,0,0]
[null,"CASH FLOW BEFORE TAXES","[10^6 XXX]",{"$f":"+D215-D216","v":-8.80859375},-35.234375,-44.04296875,20.533783605858176,20.456361942540596,20.379172544212977,20.302214714080332,20.225487757438099,20.148990981665779,20.072723696220791,19.996685212632133,19.920874844494236,19.845291907460741,19.769935719238362,19.694805599580647,19.61990087028191,19.545220855171056,19.470764880105545,19.396532272965224,19.322522363646332,19.248734484055397,19.175167968103217,19.101822151698926,{"$f":"+AA215-AA216","v":19.028696372743823},18.955789971125586,18.883102288712212,18.810632669346074,18.738380458838037,0,0,0,0,0,0,0,0,0,0,0,0,0,0,0,0,0,0,0,0,0,0,0,0,0,0,0,0,0,0,0,0,0]
[null,"TAXES","[10^6 XXX]",{"$f":"-D238+D230","v":0},0,0,0,0,0,0,0,0,0,0,0,0,0,0,0,0,0,0,0,0,0,0,{"$f":"-AA238+AA230","v":0},0,0,0,0,0,0,0,0,0,0,0,0,0,0,0,0,0,0,0,0,0,0,0,0,0,0,0,0,0,0,0,0,0,0,0,0,0]
[null,"NET CASH FLOW [100% EQTY]","[10^6 XXX]",{"$f":"+D217+D218","v":-8.80859375},-35.234375,-44.04296875,20.533783605858176,20.456361942540596,20.379172544212977,20.302214714080332,20.225487757438099,20.148990981665779,20.072723696220791,19.996685212632133,19.920874844494236,19.845291907460741,19.769935719238362,19.694805599580647,19.61990087028191,19.545220855171056,19.470764880105545,19.396532272965224,19.322522363646332,19.248734484055397,19.175167968103217,19.101822151698926,{"$f":"+AA217+AA218","v":19.028696372743823},18.955789971125586,18.883102288712212,18.810632669346074,18.738380458838037,0,0,0,0,0,0,0,0,0,0,0,0,0,0,0,0,0,0,0,0,0,0,0,0,0,0,0,0,0,0,0,0,0]
[]
[null,"ROE",{"$f":"IRR(D205:Z205)","v":{"$error":"#NUM!"}}]
[null,"PRIVATE RETURN",{"$f":"IRR(D212:Z212)","v":0.19863899592536005}]
[null,"PROJECT IRR",{"$f":"IRR(D219:Z219)","v":0.19863899592536005}]
[]
[null,"VAT","Project Year #",null,-1,0,1,2,3,4,5,6,7,8,9,10,11,12,13,14,15,16,17,18,19,20,21,22,23,24,25,26,27,28,29,30,31,32,33,34,35,36,37,38,39,40,41,42,43,44,45,46,47,48,49,50,51,52,53,54,55,56,57,58]
[null,"VAT (Sell)",{"$f":"\"[10^6 \"&$B$46&\"]\"","v":"[10^6 XXX]"},{"$f":"+$C$120*D187/100","v":0},0,0,0,0,0,0,0,0,0,0,0,0,0,0,0,0,0,0,0,0,0,0,{"$f":"+$C$120*AA187/100","v":0},0,0,0,0,0,0,0,0,0,0,0,0,0,0,0,0,0,0,0,0,0,0,0,0,0,0,0,0,0,0,0,0,0,0,0,0,0]
[null,"VAT (Buy)","[10^6 XXX]",{"$f":"+$C$120/100*D209","v":0},0,0,0,0,0,0,0,0,0,0,0,0,0,0,0,0,0,0,0,0,0,0,{"$f":"+$C$120/100*AA209","v":0},0,0,0,0,0,0,0,0,0,0,0,0,0,0,0,0,0,0,0,0,0,0,0,0,0,0,0,0,0,0,0,0,0,0,0,0,0]
[null,"VAT net","[10^6 XXX]",{"$f":"+D226-D227","v":0},0,0,0,0,0,0,0,0,0,0,0,0,0,0,0,0,0,0,0,0,0,0,{"$f":"+AA226-AA227","v":0},0,0,0,0,0,0,0,0,0,0,0,0,0,0,0,0,0,0,0,0,0,0,0,0,0,0,0,0,0,0,0,0,0,0,0,0,0]
[null,"VAT accumulative","[10^6 XXX]",{"$f":"D228","v":0},{"$f":"+E228+D229","v":0},0,0,0,0,0,0,0,0,0,0,0,0,0,0,0,0,0,0,0,0,0,{"$f":"+AA228+Z229","v":0},{"$f":"+AB228+AA229","v":0},{"$f":"+AC228+AB229","v":0},{"$f":"+AD228+AC229","v":0},{"$f":"+AE228+AD229","v":0},{"$f":"+AF228+AE229","v":0},{"$f":"+AG228+AF229","v":0},{"$f":"+AH228+AG229","v":0},{"$f":"+AI228+AH229","v":0},{"$f":"+AJ228+AI229","v":0},{"$f":"+AK228+AJ229","v":0},{"$f":"+AL228+AK229","v":0},{"$f":"+AM228+AL229","v":0},{"$f":"+AN228+AM229","v":0},{"$f":"+AO228+AN229","v":0},{"$f":"+AP228+AO229","v":0},{"$f":"+AQ228+AP229","v":0},{"$f":"+AR228+AQ229","v":0},{"$f":"+AS228+AR229","v":0},{"$f":"+AT228+AS229","v":0},{"$f":"+AU228+AT229","v":0},{"$f":"+AV228+AU229","v":0},{"$f":"+AW228+AV229","v":0},{"$f":"+AX228+AW229","v":0},{"$f":"+AY228+AX229","v":0},{"$f":"+AZ228+AY229","v":0},{"$f":"+BA228+AZ229","v":0},{"$f":"+BB228+BA229","v":0},{"$f":"+BC228+BB229","v":0},{"$f":"+BD228+BC229","v":0},{"$f":"+BE228+BD229","v":0},{"$f":"+BF228+BE229","v":0},{"$f":"+BG228+BF229","v":0},{"$f":"+BH228+BG229","v":0},{"$f":"+BI228+BH229","v":0},{"$f":"+BJ228+BI229","v":0},{"$f":"+BK228+BJ229","v":0},{"$f":"+BL228+BK229","v":0}]
[null,"Total VAT","[10^6 XXX]",{"$f":"+IF(D229<0,D228,IF(D229<D228,D228-D229,0))","v":0},0,0,0,0,0,0,0,0,0,0,0,0,0,0,0,0,0,0,0,0,0,0,{"$f":"+IF(AA229<0,AA228,IF(AA229<AA228,AA228-AA229,0))","v":0},0,0,0,0,0,0,0,0,0,0,0,0,0,0,0,0,0,0,0,0,0,0,0,0,0,0,0,0,0,0,0,0,0,0,0,0,0]
[]
[null,"PROFITS TAX 100% EQTY","Project Year #",null,-1,0,1,2,3,4,5,6,7,8,9,10,11,12,13,14,15,16,17,18,19,20,21,22,23,24,25,26,27,28,29,30,31,32,33,34,35,36,37,38,39,40,41,42,43,44,45,46,47,48,49,50,51,52,53,54,55,56,57,58]
[null,"Operative Cash Flow",{"$f":"\"[10^6 \"&$B$46&\"]\"","v":"[10^6 XXX]"},null,null,null,{"$f":"G187-G194-G195-G196-G197","v":20.533783605858176},20.456361942540596,20.379172544212977,20.302214714080332,20.225487757438099,20.148990981665779,20.072723696220791,19.996685212632133,19.920874844494236,19.845291907460741,19.769935719238362,19.694805599580647,19.61990087028191,19.545220855171056,19.470764880105545,19.396532272965224,19.322522363646332,19.248734484055397,19.175167968103217,19.101822151698926,{"$f":"AA187-AA194-AA195-AA196-AA197","v":19.028696372743823},18.955789971125586,18.883102288712212,18.810632669346074,18.738380458838037,0,0,0,0,0,0,0,0,0,0,0,0,0,0,0,0,0,0,0,0,0,0,0,0,0,0,0,0,0,0,0,0,0]
[null,"Interests","[10^6 XXX]",null,null,null,0,0,0,0,0,0,0,0,0,0,0,0,0,0,0,0,0,0,0,0,0,0,0,0,0,0,0,0,0,0,0,0,0,0,0,0,0,0,0,0,0,0,0,0,0,0,0,0,0,0,0,0,0,0,0,0,0,0]
[null,"Depreciation","[10^6 XXX]",null,null,null,{"$f":"IF(G$232>$C$122,0,$C$102/$C$122)","v":0},0,0,0,0,0,0,0,0,0,0,0,0,0,0,0,0,0,0,0,0,0,0,0,{"$f":"IF(AE$232>$C$122,0,$C$102/$C$122)","v":0},0,0,0,0,0,0,0,0,0,0,0,0,0,0,0,0,0,0,0,0,0,0,0,0,0,0,0,0,0,0,0,0,0]
[null,"Net Cash Flow","[10^6 XXX]",null,null,null,{"$f":"+G233-G234-G235","v":20.533783605858176},20.456361942540596,20.379172544212977,20.302214714080332,20.225487757438099,20.148990981665779,20.072723696220791,19.996685212632133,19.920874844494236,19.845291907460741,19.769935719238362,19.694805599580647,19.61990087028191,19.545220855171056,19.470764880105545,19.396532272965224,19.322522363646332,19.248734484055397,19.175167968103217,19.101822151698926,{"$f":"+AA233-AA234-AA235","v":19.028696372743823},18.955789971125586,18.883102288712212,18.810632669346074,18.738380458838037,0,0,0,0,0,0,0,0,0,0,0,0,0,0,0,0,0,0,0,0,0,0,0,0,0,0,0,0,0,0,0,0,0]
[null,"Net Acummulative","[10^6 XXX]",null,null,null,{"$f":"+G236","v":20.533783605858176},{"$f":"+H236+G237","v":40.990145548398772},61.369318092611749,81.671532806692085,101.89702056413019,122.04601154579596,142.11873524201675,162.1154204546489,182.03629529914315,201.88158720660388,221.65152292584224,241.3463285254229,260.96622939570483,280.5114502508759,299.98221513098144,319.37874740394665,338.70126976759298,357.95000425164835,377.12517221975156,396.22699437145047,{"$f":"+AA236+Z237","v":415.25569074419428},{"$f":"+AB236+AA237","v":434.21148071531985},{"$f":"+AC236+AB237","v":453.09458300403207},{"$f":"+AD236+AC237","v":471.90521567337817},{"$f":"+AE236+AD237","v":490.6435961322162},{"$f":"+AF236+AE237","v":490.6435961322162},{"$f":"+AG236+AF237","v":490.6435961322162},{"$f":"+AH236+AG237","v":490.6435961322162},{"$f":"+AI236+AH237","v":490.6435961322162},{"$f":"+AJ236+AI237","v":490.6435961322162},{"$f":"+AK236+AJ237","v":490.6435961322162},{"$f":"+AL236+AK237","v":490.6435961322162},{"$f":"+AM236+AL237","v":490.6435961322162},{"$f":"+AN236+AM237","v":490.6435961322162},{"$f":"+AO236+AN237","v":490.6435961322162},{"$f":"+AP236+AO237","v":490.6435961322162},{"$f":"+AQ236+AP237","v":490.6435961322162},{"$f":"+AR236+AQ237","v":490.6435961322162},{"$f":"+AS236+AR237","v":490.6435961322162},{"$f":"+AT236+AS237","v":490.6435961322162},{"$f":"+AU236+AT237","v":490.6435961322162},{"$f":"+AV236+AU237","v":490.6435961322162},{"$f":"+AW236+AV237","v":490.6435961322162},{"$f":"+AX236+AW237","v":490.6435961322162},{"$f":"+AY236+AX237","v":490.6435961322162},{"$f":"+AZ236+AY237","v":490.6435961322162},{"$f":"+BA236+AZ237","v":490.6435961322162},{"$f":"+BB236+BA237","v":490.6435961322162},{"$f":"+BC236+BB237","v":490.6435961322162},{"$f":"+BD236+BC237","v":490.6435961322162},{"$f":"+BE236+BD237","v":490.6435961322162},{"$f":"+BF236+BE237","v":490.6435961322162},{"$f":"+BG236+BF237","v":490.6435961322162},{"$f":"+BH236+BG237","v":490.6435961322162},{"$f":"+BI236+BH237","v":490.6435961322162},{"$f":"+BJ236+BI237","v":490.6435961322162},{"$f":"+BK236+BJ237","v":490.6435961322162},{"$f":"+BL236+BK237","v":490.6435961322162}]
[null,"Total PROFITS TAX","[10^6 XXX]",null,null,null,{"$f":"+IF(G237<0,0,IF(G237<G236,$C$121/100*G237,$C$121/100*G236))","v":0},0,0,0,0,0,0,0,0,0,0,0,0,0,0,0,0,0,0,0,{"$f":"+IF(AA237<0,0,IF(AA237<AA236,$C$121/100*AA237,$C$121/100*AA236))","v":0},0,0,0,0,0,0,0,0,0,0,0,0,0,0,0,0,0,0,0,0,0,0,0,0,0,0,0,0,0,0,0,0,0,0,0,0,0]
[]
[null,"PROFITS TAX WITH LOAN","Project Year #",null,-1,0,1,2,3,4,5,6,7,8,9,10,11,12,13,14,15,16,17,18,19,20,21,22,23,24,25,26,27,28,29,30,31,32,33,34,35,36,37,38,39,40,41,42,43,44,45,46,47,48,49,50,51,52,53,54,55,56,57,58]
[null,"Operative Cash Flow",{"$f":"\"[10^6 \"&$B$46&\"]\"","v":"[10^6 XXX]"},null,null,null,{"$f":"G187-G194-G195-G196-G197","v":20.533783605858176},20.456361942540596,20.379172544212977,20.302214714080332,20.225487757438099,20.148990981665779,20.072723696220791,19.996685212632133,19.920874844494236,19.845291907460741,19.769935719238362,19.694805599580647,19.61990087028191,19.545220855171056,19.470764880105545,19.396532272965224,19.322522363646332,19.248734484055397,19.175167968103217,19.101822151698926,{"$f":"AA187-AA194-AA195-AA196-AA197","v":19.028696372743823},18.955789971125586,18.883102288712212,18.810632669346074,18.738380458838037,0,0,0,0,0,0,0,0,0,0,0,0,0,0,0,0,0,0,0,0,0,0,0,0,0,0,0,0,0,0,0,0,0]
[null,"Interests","[10^6 XXX]",null,null,null,{"$f":"G192","v":0},0,0,0,0,0,0,0,0,0,0,0,0,0,0,0,0,0,0,0,{"$f":"AA192","v":0},0,0,0,0,0,0,0,0,0,0,0,0,0,0,0,0,0,0,0,0,0,0,0,0,0,0,0,0,0,0,0,0,0,0,0,0,0]
[null,"Depreciation","[10^6 XXX]",null,null,null,{"$f":"IF(G$240>$C$122,0,$C$102/$C$122)","v":0},0,0,0,0,0,0,0,0,0,0,0,0,0,0,0,0,0,0,0,0,0,0,0,0,0,0,0,0,0,0,0,0,0,0,0,0,0,0,0,0,0,0,0,0,0,0,0,0,0,0,0,0,0,0,0,0,0]
[null,"Net Cash Flow","[10^6 XXX]",null,null,null,{"$f":"+G241-G242-G243","v":20.533783605858176},20.456361942540596,20.379172544212977,20.302214714080332,20.225487757438099,20.148990981665779,20.072723696220791,19.996685212632133,19.920874844494236,19.845291907460741,19.769935719238362,19.694805599580647,19.61990087028191,19.545220855171056,19.470764880105545,19.396532272965224,19.322522363646332,19.248734484055397,19.175167968103217,19.101822151698926,{"$f":"+AA241-AA242-AA243","v":19.028696372743823},18.955789971125586,18.883102288712212,18.810632669346074,18.738380458838037,0,0,0,0,0,0,0,0,0,0,0,0,0,0,0,0,0,0,0,0,0,0,0,0,0,0,0,0,0,0,0,0,0]
[null,"Net Acummulative","[10^6 XXX]",null,null,null,{"$f":"+G244","v":20.533783605858176},{"$f":"+H244+G245","v":40.990145548398772},61.369318092611749,81.671532806692085,101.89702056413019,122.04601154579596,142.11873524201675,162.1154204546489,182.03629529914315,201.88158720660388,221.65152292584224,241.3463285254229,260.96622939570483,280.5114502508759,299.98221513098144,319.37874740394665,338.70126976759298,357.95000425164835,377.12517221975156,396.22699437145047,{"$f":"+AA244+Z245","v":415.25569074419428},{"$f":"+AB244+AA245","v":434.21148071531985},{"$f":"+AC244+AB245","v":453.09458300403207},{"$f":"+AD244+AC245","v":471.90521567337817},{"$f":"+AE244+AD245","v":490.6435961322162},{"$f":"+AF244+AE245","v":490.6435961322162},{"$f":"+AG244+AF245","v":490.6435961322162},{"$f":"+AH244+AG245","v":490.6435961322162},{"$f":"+AI244+AH245","v":490.6435961322162},{"$f":"+AJ244+AI245","v":490.6435961322162},{"$f":"+AK244+AJ245","v":490.6435961322162},{"$f":"+AL244+AK245","v":490.6435961322162},{"$f":"+AM244+AL245","v":490.6435961322162},{"$f":"+AN244+AM245","v":490.6435961322162},{"$f":"+AO244+AN245","v":490.6435961322162},{"$f":"+AP244+AO245","v":490.6435961322162},{"$f":"+AQ244+AP245","v":490.6435961322162},{"$f":"+AR244+AQ245","v":490.6435961322162},{"$f":"+AS244+AR245","v":490.6435961322162},{"$f":"+AT244+AS245","v":490.6435961322162},{"$f":"+AU244+AT245","v":490.6435961322162},{"$f":"+AV244+AU245","v":490.6435961322162},{"$f":"+AW244+AV245","v":490.6435961322162},{"$f":"+AX244+AW245","v":490.6435961322162},{"$f":"+AY244+AX245","v":490.6435961322162},{"$f":"+AZ244+AY245","v":490.6435961322162},{"$f":"+BA244+AZ245","v":490.6435961322162},{"$f":"+BB244+BA245","v":490.6435961322162},{"$f":"+BC244+BB245","v":490.6435961322162},{"$f":"+BD244+BC245","v":490.6435961322162},{"$f":"+BE244+BD245","v":490.6435961322162},{"$f":"+BF244+BE245","v":490.6435961322162},{"$f":"+BG244+BF245","v":490.6435961322162},{"$f":"+BH244+BG245","v":490.6435961322162},{"$f":"+BI244+BH245","v":490.6435961322162},{"$f":"+BJ244+BI245","v":490.6435961322162},{"$f":"+BK244+BJ245","v":490.6435961322162},{"$f":"+BL244+BK245","v":490.6435961322162}]
[null,"Total PROFITS TAX","[10^6 XXX]",null,null,null,{"$f":"+IF(G245<0,0,IF(G245<G244,$C$121/100*G245,$C$121/100*G244))","v":0},0,0,0,0,0,0,0,0,0,0,0,0,0,0,0,0,0,0,0,{"$f":"+IF(AA245<0,0,IF(AA245<AA244,$C$121/100*AA245,$C$121/100*AA244))","v":0},0,0,0,0,0,0,0,0,0,0,0,0,0,0,0,0,0,0,0,0,0,0,0,0,0,0,0,0,0,0,0,0,0,0,0,0,0]
[]
[null,"LOANS","Project Year #",null,-1,0,1,2,3,4,5,6,7,8,9,10,11,12,13,14,15,16,17,18,19,20,21,22,23,24,25,26,27,28,29,30,31,32,33,34,35,36,37,38,39,40,41,42,43,44,45,46,47,48,49,50,51,52,53,54,55,56,57,58]
[null,"Capital",{"$f":"\"[10^6 \"&$B$46&\"]\"","v":"[10^6 XXX]"},null,null,null,{"$f":"+IF(G$248<=$C$110,G$250/($C$110-G$248+1),0)","v":0},0,0,0,0,0,0,0,0,0,0,0,0,0,0,0,0,0,0,0,0,0,0,0,0,0,0,0,0,0,0,0,0,0,0,0,0,0,0,0,0,0,0,0,0,0,0,0,0,0,0,0,0,0,0,0,0,0]
[null,"Debt","[10^6 XXX]",null,null,null,{"$f":"+$C$102*$C$108/100*(1+$C$120/100)","v":88.0859375},{"$f":"(G250-G249)","v":88.0859375},88.0859375,88.0859375,88.0859375,88.0859375,88.0859375,88.0859375,88.0859375,88.0859375,88.0859375,88.0859375,88.0859375,88.0859375,88.0859375,88.0859375,88.0859375,88.0859375,88.0859375,88.0859375,{"$f":"(Z250-Z249)","v":88.0859375},{"$f":"(AA250-AA249)","v":88.0859375},{"$f":"(AB250-AB249)","v":88.0859375},{"$f":"(AC250-AC249)","v":88.0859375},{"$f":"(AD250-AD249)","v":88.0859375},{"$f":"(AE250-AE249)","v":88.0859375},{"$f":"(AF250-AF249)","v":88.0859375},{"$f":"(AG250-AG249)","v":88.0859375},{"$f":"(AH250-AH249)","v":88.0859375},{"$f":"(AI250-AI249)","v":88.0859375},{"$f":"(AJ250-AJ249)","v":88.0859375},{"$f":"(AK250-AK249)","v":88.0859375},{"$f":"(AL250-AL249)","v":88.0859375},{"$f":"(AM250-AM249)","v":88.0859375},{"$f":"(AN250-AN249)","v":88.0859375},{"$f":"(AO250-AO249)","v":88.0859375},{"$f":"(AP250-AP249)","v":88.0859375},{"$f":"(AQ250-AQ249)","v":88.0859375},{"$f":"(AR250-AR249)","v":88.0859375},{"$f":"(AS250-AS249)","v":88.0859375},{"$f":"(AT250-AT249)","v":88.0859375},{"$f":"(AU250-AU249)","v":88.0859375},{"$f":"(AV250-AV249)","v":88.0859375},{"$f":"(AW250-AW249)","v":88.0859375},{"$f":"(AX250-AX249)","v":88.0859375},{"$f":"(AY250-AY249)","v":88.0859375},{"$f":"(AZ250-AZ249)","v":88.0859375},{"$f":"(BA250-BA249)","v":88.0859375},{"$f":"(BB250-BB249)","v":88.0859375},{"$f":"(BC250-BC249)","v":88.0859375},{"$f":"(BD250-BD249)","v":88.0859375},{"$f":"(BE250-BE249)","v":88.0859375},{"$f":"(BF250-BF249)","v":88.0859375},{"$f":"(BG250-BG249)","v":88.0859375},{"$f":"(BH250-BH249)","v":88.0859375},{"$f":"(BI250-BI249)","v":88.0859375},{"$f":"(BJ250-BJ249)","v":88.0859375},{"$f":"(BK250-BK249)","v":88.0859375}]
[null,"Interest","[10^6 XXX]",null,{"$f":"(-D212+D205)*((1+$C$109/100)^1-1)","v":0},{"$f":"(-D212+D205)*((1+$C$109/100)^1-1)+(-E212+E205)*((1+$C$109/100)^1-1)","v":0},{"$f":"+G250*$C$109/100","v":0},0,0,0,0,0,0,0,0,0,0,0,0,0,0,0,0,0,0,0,{"$f":"+AA250*$C$109/100","v":0},0,0,0,0,0,0,0,0,0,0,0,0,0,0,0,0,0,0,0,0,0,0,0,0,0,0,0,0,0,0,0,0,0,0,0,0,0]
[null,"Short-term loan (Interc) - Capital","[10^6 XXX]",null,{"$f":"-E251","v":0},{"$f":"-F251-F253","v":0}]
[null,"Short-term loan (Interc) - Dbt+Int","[10^6 XXX]",null,null,{"$f":"-E$252*(1+$C$111/100)","v":0},{"$f":"-F$252*(1+$C$111/100)","v":0}]
[null,"Total LOANS (+ intercalar)","[10^6 XXX]",null,{"$f":"+E251+E252+E253","v":0},{"$f":"+F251+F252+F253","v":0},{"$f":"+G249+G251+G253","v":0},{"$f":"+H249+H251","v":0},0,0,0,0,0,0,0,0,0,0,0,0,0,0,0,0,0,0,{"$f":"+AA249+AA251","v":0},0,0,0,0,0,0,0,0,0,0,0,0,0,0,0,0,0,0,0,0,0,0,0,0,0,0,0,0,0,0,0,0,0,0,0,0,0]
[]
[null,"NET PRESENT VALUE",null,null,"NPV",null,1,{"$f":"+G256+1","v":2},3,4,5,6,7,8,9,10,11,12,13,14,15,16,17,18,19,20,{"$f":"+Z256+1","v":21},{"$f":"+AA256+1","v":22},{"$f":"+AB256+1","v":23},{"$f":"+AC256+1","v":24},{"$f":"+AD256+1","v":25},{"$f":"+AE256+1","v":26},{"$f":"+AF256+1","v":27},{"$f":"+AG256+1","v":28},{"$f":"+AH256+1","v":29},{"$f":"+AI256+1","v":30},{"$f":"+AJ256+1","v":31},{"$f":"+AK256+1","v":32},{"$f":"+AL256+1","v":33},{"$f":"+AM256+1","v":34},{"$f":"+AN256+1","v":35},{"$f":"+AO256+1","v":36},{"$f":"+AP256+1","v":37},{"$f":"+AQ256+1","v":38},{"$f":"+AR256+1","v":39},{"$f":"+AS256+1","v":40},{"$f":"+AT256+1","v":41},{"$f":"+AU256+1","v":42},{"$f":"+AV256+1","v":43},{"$f":"+AW256+1","v":44},{"$f":"+AX256+1","v":45},{"$f":"+AY256+1","v":46},{"$f":"+AZ256+1","v":47},{"$f":"+BA256+1","v":48},{"$f":"+BB256+1","v":49},{"$f":"+BC256+1","v":50},{"$f":"+BD256+1","v":51},{"$f":"+BE256+1","v":52},{"$f":"+BF256+1","v":53},{"$f":"+BG256+1","v":54},{"$f":"+BH256+1","v":55},{"$f":"+BI256+1","v":56},{"$f":"+BJ256+1","v":57},{"$f":"+BK256+1","v":58}]
[null,"Energy Production (net)","[GWh]",null,{"$f":"-NPV($C$221,G257:Z257)/PV($C$221,20,1)","v":{"$error":"#NUM!"}},null,{"$f":"+G179","v":143.20546874999999},142.77585234374999,142.34752478671874,141.92048221235856,141.49472076572152,141.07023660342432,140.64702589361409,140.22508481593326,139.80440956148547,139.38499633280097,138.96684134380257,138.54994081977117,138.13429099731187,137.71988812431988,137.30672845994695,136.89480827456708,136.48412384974341,136.07467147819418,135.66644746375957,135.25944812136834,{"$f":"+AA179","v":134.85366977700423},134.44910876767321,134.04576144137019,133.64362415704605,133.24269328457493,0,0,0,0,0,0,0,0,0,0,0,0,0,0,0,0,0,0,0,0,0,0,0,0,0,0,0,0,0,0,0,0,0]
[null,null,null,null,"[USD/MWh]"]
[null,"Energy Incomes",{"$f":"\"[10^6 \"&$B$46&\"]\"","v":"[10^6 XXX]"},null,{"$f":"-NPV($C$221,G259:Z259)/PV($C$221,20,1)","v":{"$error":"#NUM!"}},null,{"$f":"+G185","v":32.242484777733175},32.14575732339997,32.049320051429774,31.953172091275476,31.857312575001661,31.761740637276649,31.666455415364826,31.571456049118737,31.476741680971383,31.382311455928456,31.288164521560674,31.194300027995993,31.100717127912006,31.007414976528263,30.914392731598682,30.82164955340388,30.729184604743672,30.636997050929445,30.545086059776644,30.453450801597331,{"$f":"+AA185","v":30.362090449192536},30.271004177844951,30.18019116531142,30.089650591815481,29.999381640040038,0,0,0,0,0,0,0,0,0,0,0,0,0,0,0,0,0,0,0,0,0,0,0,0,0,0,0,0,0,0,0,0,0]
[null,"Capacity Incomes","[10^6 XXX]",null,{"$error":"#NUM!"},null,{"$f":"+G186","v":0},0,0,0,0,0,0,0,0,0,0,0,0,0,0,0,0,0,0,0,{"$f":"+AA186","v":0},0,0,0,0,0,0,0,0,0,0,0,0,0,0,0,0,0,0,0,0,0,0,0,0,0,0,0,0,0,0,0,0,0,0,0,0,0]
[null,"Total Incomes","[10^6 XXX]",null,{"$error":"#NUM!"},null,{"$f":"+SUM(G259:G260)","v":32.242484777733175},32.14575732339997,32.049320051429774,31.953172091275476,31.857312575001661,31.761740637276649,31.666455415364826,31.571456049118737,31.476741680971383,31.382311455928456,31.288164521560674,31.194300027995993,31.100717127912006,31.007414976528263,30.914392731598682,30.82164955340388,30.729184604743672,30.636997050929445,30.545086059776644,30.453450801597331,{"$f":"+SUM(AA259:AA260)","v":30.362090449192536},30.271004177844951,30.18019116531142,30.089650591815481,29.999381640040038,0,0,0,0,0,0,0,0,0,0,0,0,0,0,0,0,0,0,0,0,0,0,0,0,0,0,0,0,0,0,0,0,0]
[null,"Fuel Cost","[10^6 XXX]",null,{"$error":"#NUM!"},null,{"$f":"G194+G195","v":6.4352636718749991},6.4159578808593745,6.3967100072167957,6.3775198771951453,6.3583873175635608,6.3393121556108705,6.3202942191440368,6.3013333364866044,6.2824293364771462,6.2635820484677138,6.2447913023223105,6.2260569284153444,6.2073787576300976,6.1887566213572063,6.1701903514931358,6.1516797804386556,6.1332247410973402,6.1148250668740474,6.0964805916734246,6.0781911498984051,{"$f":"AA194+AA195","v":6.0599565764487116},6.0417767067193644,6.023651376599207,6.005580422469408,5.9875636812020003,0,0,0,0,0,0,0,0,0,0,0,0,0,0,0,0,0,0,0,0,0,0,0,0,0,0,0,0,0,0,0,0,0]
[null,"Other Costs (total)","[10^6 XXX]",null,{"$error":"#NUM!"},null,{"$f":"+G196+G197","v":5.2734375},5.2734375,5.2734375,5.2734375,5.2734375,5.2734375,5.2734375,5.2734375,5.2734375,5.2734375,5.2734375,5.2734375,5.2734375,5.2734375,5.2734375,5.2734375,5.2734375,5.2734375,5.2734375,5.2734375,{"$f":"+AA196+AA197","v":5.2734375},5.2734375,5.2734375,5.2734375,5.2734375,0,0,0,0,0,0,0,0,0,0,0,0,0,0,0,0,0,0,0,0,0,0,0,0,0,0,0,0,0,0,0,0,0]
[null,"Investment (Equity + Loan)","[10^6 XXX]",null,{"$error":"#NUM!"},null,{"$f":"(NPV($C$221,F192:Z192)+F191+E191*(1+$C$221))*(1+$C$221)","v":{"$error":"#NUM!"}},0,0,0,0,0,0,0,0,0,0,0,0,0,0,0,0,0,0,0,0,0,0,0,0,0,0,0,0,0,0,0,0,0,0,0,0,0,0,0,0,0,0,0,0,0,0,0,0,0,0,0,0,0,0,0,0,0]
[null,"Total Expendit.(before taxes)","[10^6 XXX]",null,{"$error":"#NUM!"},null,{"$f":"+G264+G262+G263","v":{"$error":"#NUM!"}},11.689395380859374,11.670147507216797,11.650957377195144,11.631824817563562,11.61274965561087,11.593731719144037,11.574770836486604,11.555866836477147,11.537019548467715,11.518228802322311,11.499494428415344,11.480816257630098,11.462194121357207,11.443627851493137,11.425117280438656,11.40666224109734,11.388262566874047,11.369918091673425,11.351628649898405,{"$f":"+AA264+AA262+AA263","v":11.333394076448712},11.315214206719364,11.297088876599208,11.279017922469407,11.261001181202001,0,0,0,0,0,0,0,0,0,0,0,0,0,0,0,0,0,0,0,0,0,0,0,0,0,0,0,0,0,0,0,0,0]
[null,"Taxes","[10^6 XXX]",null,{"$error":"#NUM!"},null,{"$f":"-(G204+F204*(1+$C$221)+E204*(1+$C$221)^2)","v":{"$error":"#NUM!"}},{"$f":"-H204","v":0},0,0,0,0,0,0,0,0,0,0,0,0,0,0,0,0,0,0,{"$f":"-AA204","v":0},0,0,0,0,0,0,0,0,0,0,0,0,0,0,0,0,0,0,0,0,0,0,0,0,0,0,0,0,0,0,0,0,0,0,0,0,0]
[null,"Total Expendit.(after taxes)","[10^6 XXX]",null,{"$error":"#NUM!"},null,{"$f":"G265+G266","v":{"$error":"#NUM!"}},11.689395380859374,11.670147507216797,11.650957377195144,11.631824817563562,11.61274965561087,11.593731719144037,11.574770836486604,11.555866836477147,11.537019548467715,11.518228802322311,11.499494428415344,11.480816257630098,11.462194121357207,11.443627851493137,11.425117280438656,11.40666224109734,11.388262566874047,11.369918091673425,11.351628649898405,{"$f":"AA265+AA266","v":11.333394076448712},11.315214206719364,11.297088876599208,11.279017922469407,11.261001181202001,0,0,0,0,0,0,0,0,0,0,0,0,0,0,0,0,0,0,0,0,0,0,0,0,0,0,0,0,0,0,0,0,0]
["econ parameters"]
[null,"INFLATION","Year # (since Base Year)",0,{"$f":"+IF(1<=$E$46+$D$46-$C$46,1,\"\")","v":1},{"$f":"IF(E269=\"\",\"\",IF(E269+1<=$E$46+$D$46-$C$46,E269+1,\"\"))","v":2},3,4,5,6,7,8,9,10,11,12,13,14,15,16,17,18,19,20,21,22,23,24,25,26,27,{"$f":"IF(AE269=\"\",\"\",IF(AE269+1<=$E$46+$D$46-$C$46,AE269+1,\"\"))","v":28},29,30,31,32,33,{"$f":"IF(AK269=\"\",\"\",IF(AK269+1<=$E$46+$D$46-$C$46,AK269+1,\"\"))","v":34},35,36,37,38,39,40,41,"","","","","","","","","","","","","","","","","","",""]
[null,null,"Project Year #",{"$f":"IF(D271=\"\",\"\",D271-$D$46)","v":-1},0,1,2,3,4,5,6,7,8,9,10,11,12,13,14,15,16,17,18,19,20,21,22,23,24,25,26,27,28,29,30,{"$f":"IF(AJ271=\"\",\"\",AJ271-$D$46)","v":31},32,33,34,35,36,37,38,39,40,"","","","","","","","","","","","","","","","","","",""]
[null,null,"Year",{"$f":"+C46","v":2017},{"$f":"+C46+1","v":2018},{"$f":"IF(F$269=\"\",\"\",E271+1)","v":2019},2020,2021,2022,2023,2024,2025,2026,2027,2028,2029,2030,2031,2032,2033,2034,2035,2036,2037,2038,2039,2040,2041,2042,2043,2044,{"$f":"IF(AF$269=\"\",\"\",AE271+1)","v":2045},2046,2047,2048,2049,2050,{"$f":"IF(AL$269=\"\",\"\",AK271+1)","v":2051},2052,2053,2054,2055,2056,2057,2058,"","","","","","","","","","","","","","","","","","",""]
[null,null,"Annual Rate",null,{"$f":"IF($C$113=\"NO\",\"-\",$P$46)","v":"-"},{"$f":"+E272","v":"-"},"-","-","-","-","-","-","-","-","-","-","-","-","-","-","-","-","-","-","-","-","-","-","-","-","-","-","-","-","-","-","-",{"$f":"+AK272","v":"-"},"-","-","-","-","-","-","-","-","-","-","-","-","-","-","-","-","-","-","-","-","-","-","-","-","-","-"]
[null,null,"Ratio (ref.to Base Year)",{"$f":"1+D272","v":1},{"$f":"IF($C$113=\"NO\",\"-\",1+E272)","v":"-"},{"$f":"IF($C$113=\"NO\",\"-\",+E273*(1+F272))","v":"-"},"-","-","-","-","-","-","-","-","-","-","-","-","-","-","-","-","-","-","-","-","-","-","-","-","-","-","-","-","-","-","-",{"$f":"IF($C$113=\"NO\",\"-\",+AK273*(1+AL272))","v":"-"},"-","-","-","-","-","-","-","-","-","-","-","-","-","-","-","-","-","-","-","-","-","-","-","-","-","-"]
[]
[null,"FUEL PRICE INDEXATION"]
[null,null,"Year # (since Base Year)",{"$f":"+D269","v":0},1,2,3,4,5,6,7,8,9,10,11,12,13,14,15,16,17,18,19,20,21,22,23,24,25,26,27,28,29,30,31,{"$f":"+AJ269","v":32},33,34,35,36,37,38,39,40,41,"","","","","","","","","","","","","","","","","","",""]
[null,null,"Project Year #",{"$f":"IF(D278=\"\",\"\",D278-$D$46)","v":-1},0,1,2,3,4,5,6,7,8,9,10,11,12,13,14,15,16,17,18,19,20,21,22,23,24,25,26,27,28,29,30,{"$f":"IF(AJ278=\"\",\"\",AJ278-$D$46)","v":31},32,33,34,35,36,37,38,39,40,"","","","","","","","","","","","","","","","","","",""]
[null,null,"Year",{"$f":"+D271","v":2017},2018,2019,2020,2021,2022,2023,2024,2025,2026,2027,2028,2029,2030,2031,2032,2033,2034,2035,2036,2037,2038,2039,2040,2041,2042,2043,2044,2045,2046,2047,2048,{"$f":"+AJ271","v":2049},2050,2051,2052,2053,2054,2055,2056,2057,2058,"","","","","","","","","","","","","","","","","","",""]
[null,null,"Biomass Index",1,{"$f":"+D279","v":1},1,1,1,1,1,1,1,1,1,1,1,1,1,1,1,1,1,1,1,1,1,1,1,1,1,1,1,1,1,1,1,{"$f":"+AJ279","v":1},3,3,3,3,3,3,3,3,3,3,3,3,3,3,3,3,3,3,3,3,3,3,3,3,3,3,3]
[null,null,"Biogas Index",1,{"$f":"+D280","v":1},1,1,1,1,1,1,1,1,1,1,1,1,1,1,1,1,1,1,1,1,1,1,1,1,1,1,1,1,1,1,1,{"$f":"+AJ280","v":1},1,1,1,1,1,1,1,1,1,1,1,1,1,1,1,1,1,1,1,1,1,1,1,1,1,1,1]
[null,null,"Fuel Price",{"$f":"C126*100","v":1500},{"$f":"D281","v":1500},1500,1500,1500,1500,1500,1500,1500,1500,1500,1500,1500,1500,1500,1500,1500,1500,1500,1500,1500,1500,1500,1500,1500,1500,1500,1500,1500,1500,1500,1500,1500,{"$f":"AJ281","v":1500},3,3,3,3,3,3,3,3,3,3,3,3,3,3,3,3,3,3,3,3,3,3,3,3,3,3,3]
[null,null,{"$f":"+\"Fuel Price at plant [\"&B46&\"/\"&C129&\"]\"","v":"Fuel Price at plant [XXX/MWh]"},{"$f":"D281*D280","v":1500},1500,1500,1500,1500,1500,1500,1500,1500,1500,1500,1500,1500,1500,1500,1500,1500,1500,1500,1500,1500,1500,1500,1500,1500,1500,1500,1500,1500,1500,1500,1500,{"$f":"AJ281*AJ280","v":1500},1500,3,3,3,3,3,3,3,3,3,3,3,3,3,3,3,3,3,3,3,3,3,3,3,3,3,3,3]
[]
["Macro data",null,null,{"$f":"COUNTIF($A$287:$A$3000,B51)","v":256},6,{"$f":"COUNT(F287:F3000)","v":1280},{"$f":"F284+ROW(F287)-1","v":1566},null,null,null,null,null,null,null,null,null,null,null,null,null,null,null,null,null,null,null,null,null,null,null,null,null,null,null,null,null,null,null,null,"Tech",null,null,null,null,null,"Tech",null,null,null,null,null,"Tech",null,null,null,null,null,"Tech",null,null,null,null,null,"Tech",null,null,null,null,null,"Tech","SELECTED ONE FOR GRAPH:"]
["Technology","Inv Costs","Capacity Factor","Fuel","O&M",null,null,null,null,null,null,null,null,null,null,null,null,null,null,null,null,null,null,null,null,null,null,null,null,null,null,null,null,null,"used for energy tariff graph",null,null,null,null,1,"Ordered List for Tech 1",null,null,null,null,2,"Ordered List for Tech 2",null,null,null,null,3,"Ordered List for Tech 3",null,null,null,null,4,"Ordered List for Tech 4",null,null,null,null,5,"Ordered List for Tech 5",null,null,null,null,3,"used for individual res tariff",null,null,null,null,null,"Used for Pie Chart",null,null,null,null,null,null,null,null,null,null,null,null,null,null,null,null,null,null,"Technology",null,"Technology","Inv Costs","Load Factor","Fuel","O&M"]
[null,null,null,null,null,"Project ID","Inv Cost","Yrs Constr","% Inv 1yr","% Inv 2yr","Fuel Price","Fuel LHV","O&M","Capacity","Heat Rate","Int Consumpt","Degrad 1yr","Degrad 2yr","Life","Capacity Factor","Land","Grid conn",null,null,null,null,null,"Project ID","Tech","Avg Gen","Cost","Cost",null,"Project ID","Tech","Avg Gen","Cost","Cum Gen",null,"Project ID","Tech","Avg Gen","Cost","Cum Gen",null,"Project ID","Tech","Avg Gen","Cost","Cum Gen",null,"Project ID","Tech","Avg Gen","Cost","Cum Gen",null,"Project ID","Tech","Avg Gen","Cost","Cum Gen",null,"Project ID","Tech","Avg Gen","Cost","Cum Gen",null,"Project ID","Tech","Avg Gen","Cost","Cum Gen",null,null,"Project ID","Tech","Avg Gen","Cost","Cum Gen",null,null,"Technology","GWh",null,null,null,null,null,null,null,null,null,null,null,"Project ID",5,4,4,4,4]
[{"$f":"+OFFSET($B$51,CT287,0)","v":"Solar PV"},{"$f":"+OFFSET($C$89,0,CU287)","v":0},{"$f":"+OFFSET($C$89,1,CV287)","v":0},{"$f":"+OFFSET($C$89,2,CW287)","v":0},{"$f":"+OFFSET($C$89,3,CX287)","v":0},1,{"$f":"OFFSET($C$60,$CT287,0)+(OFFSET($D$60,$CT287,0)-OFFSET($C$60,$CT287,0))*B287","v":0},{"$f":"+OFFSET($J$78,$CT287,0)","v":0},{"$f":"+OFFSET($J$78,$CT287,1)","v":0},{"$f":"+OFFSET($J$78,$CT287,2)","v":0},{"$f":"OFFSET($C$78,$CT287,0)+(OFFSET($D$78,$CT287,0)-OFFSET($C$78,$CT287,0))*D287","v":0},{"$f":"+OFFSET($F$78,$CT287,0)","v":0},{"$f":"OFFSET($C$69,$CT287,0)+(OFFSET($D$69,$CT287,0)-OFFSET($C$69,$CT287,0))*E287","v":0},{"$f":"+OFFSET($C$51,$CT287,0)/$D$284","v":0},{"$f":"+OFFSET($D$51,$CT287,0)","v":0},{"$f":"+OFFSET($E$51,$CT287,0)","v":0},{"$f":"+OFFSET($F$51,$CT287,0)","v":0},{"$f":"+OFFSET($G$51,$CT287,0)","v":0},{"$f":"+OFFSET($H$51,$CT287,0)","v":0},{"$f":"OFFSET($J$51,$CT287,0)+(OFFSET($K$51,$CT287,0)-OFFSET($J$51,$CT287,0))*C287","v":0},{"$f":"+OFFSET($H$78,$CT287,0)","v":0},{"$f":"+OFFSET($I$78,$CT287,0)","v":0},null,null,null,null,null,{"$f":"+F287","v":1},{"$f":"+CT287+1","v":1},6.6989380906186931,355.29511359031648,{"$f":"IF(AE287<0,0,AE287)","v":355.29511359031648},null,561,3,80.419285632431411,87.829609407295649,{"$f":"AJ287","v":80.419285632431411},null,49,1,20.096993602578632,118.47130001955269,{"$f":"AP287","v":20.096993602578632},null,305,2,34.21875,145.13944500875036,{"$f":"AV287","v":34.21875},null,561,3,80.419285632431411,87.829609407295649,{"$f":"BB287","v":80.419285632431411},null,817,4,80.117217393703442,148.31807514403565,{"$f":"BH287","v":80.117217393703442},null,1073,5,141.37342398357077,123.04268086050963,{"$f":"BN287","v":141.37342398357077},null,{"$f":"+IF($BR$285=1,AN287,IF($BR$285=2,AT287,IF($BR$285=3,AZ287,IF($BR$285=4,BF287,BL287))))","v":561},{"$f":"+IF($BR$285=1,AO287,IF($BR$285=2,AU287,IF($BR$285=3,BA287,IF($BR$285=4,BG287,BM287))))","v":3},{"$f":"+IF($BR$285=1,AP287,IF($BR$285=2,AV287,IF($BR$285=3,BB287,IF($BR$285=4,BH287,BN287))))","v":80.419285632431411},87.829609407295649,80.419285632431411,null,null,{"$f":"+IF($AL287<$C$21,AH287,\"\")","v":561},{"$f":"+IF($AL287<$C$21,AI287,\"\")","v":3},{"$f":"+IF($AL287<$C$21,AJ287,\"\")","v":80.419285632431411},{"$f":"+IF($AL287<$C$21,AK287,\"\")","v":87.829609407295649},80.419285632431411,null,1,{"$f":"+B51","v":"Solar PV"},{"$f":"+SUMIF($BZ$287:$BZ$3411,CE287,$CA$287:$CA$3411)","v":893.85405781796021},{"$f":"CG287/SUM($CG$287:$CG$291)","v":2.9813002409578616E-2},null,null,null,null,null,null,null,null,null,null,{"$f":"+F287","v":1},0,0,0,0,0]
["Solar PV",0,{"$f":"+OFFSET($C$89,1,CV288)","v":0},0,0.33,{"$f":"+F287+1","v":2},{"$f":"OFFSET($C$60,$CT288,0)+(OFFSET($D$60,$CT288,0)-OFFSET($C$60,$CT288,0))*B288","v":0},{"$f":"+OFFSET($J$78,$CT288,0)","v":0},{"$f":"+OFFSET($J$78,$CT288,1)","v":0},{"$f":"+OFFSET($J$78,$CT288,2)","v":0},{"$f":"OFFSET($C$78,$CT288,0)+(OFFSET($D$78,$CT288,0)-OFFSET($C$78,$CT288,0))*D288","v":0},{"$f":"+OFFSET($F$78,$CT288,0)","v":0},{"$f":"OFFSET($C$69,$CT288,0)+(OFFSET($D$69,$CT288,0)-OFFSET($C$69,$CT288,0))*E288","v":0},{"$f":"+OFFSET($C$51,$CT288,0)/$D$284","v":0},{"$f":"+OFFSET($D$51,$CT288,0)","v":0},{"$f":"+OFFSET($E$51,$CT288,0)","v":0},{"$f":"+OFFSET($F$51,$CT288,0)","v":0},{"$f":"+OFFSET($G$51,$CT288,0)","v":0},{"$f":"+OFFSET($H$51,$CT288,0)","v":0},{"$f":"OFFSET($J$51,$CT288,0)+(OFFSET($K$51,$CT288,0)-OFFSET($J$51,$CT288,0))*C288","v":0},{"$f":"+OFFSET($H$78,$CT288,0)","v":0},{"$f":"+OFFSET($I$78,$CT288,0)","v":0},null,null,null,null,null,{"$f":"+F288","v":2},{"$f":"+CT288+1","v":1},6.6989587861587472,363.02577156322707,363.02577156322707,null,565,3,80.419285632431411,87.829609407295649,{"$f":"AL287+AJ288","v":160.83857126486282},null,53,1,20.096993602578632,118.47130001955269,{"$f":"AR287+AP288","v":40.193987205157264},null,309,2,34.21875,145.13944500875036,{"$f":"AX287+AV288","v":68.4375},null,565,3,80.419285632431411,87.829609407295649,{"$f":"BD287+BB288","v":160.83857126486282},null,818,4,80.117298138571925,150.25572720296645,{"$f":"BJ287+BH288","v":160.23451553227537},null,1057,5,136.18762044993898,127.04365701436963,{"$f":"BP287+BN288","v":277.56104443350978},null,{"$f":"+IF($BR$285=1,AN288,IF($BR$285=2,AT288,IF($BR$285=3,AZ288,IF($BR$285=4,BF288,BL288))))","v":565},{"$f":"+IF($BR$285=1,AO288,IF($BR$285=2,AU288,IF($BR$285=3,BA288,IF($BR$285=4,BG288,BM288))))","v":3},{"$f":"+IF($BR$285=1,AP288,IF($BR$285=2,AV288,IF($BR$285=3,BB288,IF($BR$285=4,BH288,BN288))))","v":80.419285632431411},{"$f":"+IF($BR$285=1,AQ288,IF($BR$285=2,AW288,IF($BR$285=3,BC288,IF($BR$285=4,BI288,BO288))))","v":87.829609407295649},{"$f":"+IF($BR$285=1,AR288,IF($BR$285=2,AX288,IF($BR$285=3,BD288,IF($BR$285=4,BJ288,BP288))))","v":160.83857126486282},null,null,{"$f":"+IF($AL288<$C$21,AH288,\"\")","v":565},{"$f":"+IF($AL288<$C$21,AI288,\"\")","v":3},{"$f":"+IF($AL288<$C$21,AJ288,\"\")","v":80.419285632431411},{"$f":"+IF($AL288<$C$21,AK288,\"\")","v":87.829609407295649},{"$f":"+IF($AL288<$C$21,AL288,\"\")","v":160.83857126486282},null,2,{"$f":"+B52","v":"Small Hydro"},{"$f":"+SUMIF($BZ$287:$BZ$3411,CE288,$CA$287:$CA$3411)","v":2122.2468750000007},{"$f":"CG288/SUM($CG$287:$CG$291)","v":7.0783983855875948E-2},null,null,null,null,null,null,null,null,null,null,2,{"$f":"+IF(CU288<CU287,IF(CT287+1>CT$286-1,0,CT287+1),CT287)","v":0},{"$f":"+IF(CV288<CV287,IF(CU287+1>CU$286-1,0,CU287+1),CU287)","v":0},{"$f":"+IF(CW288<CW287,IF(CV287+1>CV$286-1,0,CV287+1),CV287)","v":0},{"$f":"+IF(CX288<CX287,IF(CW287+1>CW$286-1,0,CW287+1),CW287)","v":0},{"$f":"+MOD($CS288-1,CX$286)","v":1}]
["Solar PV",0,0,0,0.67,{"$f":"+F288+1","v":3},0,0,0,0,0,0,0,0,0,0,0,0,0,0,0,0,null,null,null,null,null,3,1,6.6989801316425748,370.99069267742294,370.99069267742294,null,569,3,80.419285632431411,87.829609407295649,241.25785689729423,null,57,1,20.096993602578632,118.47130001955269,60.290980807735892,null,313,2,34.21875,145.13944500875036,102.65625,null,569,3,80.419285632431411,87.829609407295649,241.25785689729423,null,819,4,80.117381433950356,152.25210306891208,240.35189696622572,null,1074,5,141.37380463612882,131.26293120199685,418.93484906963863,null,569,3,{"$f":"+IF($BR$285=1,AP289,IF($BR$285=2,AV289,IF($BR$285=3,BB289,IF($BR$285=4,BH289,BN289))))","v":80.419285632431411},87.829609407295649,241.25785689729423,null,null,569,3,80.419285632431411,87.829609407295649,241.25785689729423,null,3,"Wind",9460.4847275640659,0.31553859549193852,null,null,null,null,null,null,null,null,null,null,3,0,0,0,0,2]
["Solar PV",0,0,0,1,4,0,0,0,0,0,0,0,0,0,0,0,0,0,0,0,0,null,null,null,null,null,4,1,6.6990008714929328,378.72135218387911,378.72135218387911,null,573,3,80.419285632431411,87.829609407295649,321.67714252972564,null,61,1,20.096993602578632,118.47130001955269,80.387974410314527,null,317,2,34.21875,145.13944500875036,136.875,null,573,3,80.419285632431411,87.829609407295649,321.67714252972564,null,820,4,80.117462380125659,154.18976886497967,320.46935934635138,null,1041,5,130.84504726975049,131.50955512004242,549.7798963393891,null,573,3,80.419285632431411,87.829609407295649,{"$f":"+IF($BR$285=1,AR290,IF($BR$285=2,AX290,IF($BR$285=3,BD290,IF($BR$285=4,BJ290,BP290))))","v":321.67714252972564},null,null,573,3,80.419285632431411,87.829609407295649,321.67714252972564,null,4,"Geothermal",2143.0095268162595,7.1476487272080641E-2,null,null,null,null,null,null,null,null,null,null,4,0,0,0,0,3]
["Solar PV",0,0,0.33,0,5,0,0,0,0,0,0,0,0,0,0,0,0,0,0,0,0,null,null,null,null,null,5,1,6.6989380906186931,355.29511359031648,355.29511359031648,null,562,3,80.424018113526657,91.489690693168555,402.10116064325229,null,50,1,20.097059871428968,121.04909153916579,100.48503428174349,null,306,2,34.21875,148.90643271160573,171.09375,null,562,3,80.424018113526657,91.489690693168555,402.10116064325229,null,801,4,73.899880073612394,158.19119729985516,394.36923941996378,null,1077,5,141.37335547028437,132.92550109665271,691.15325180967352,null,562,3,80.424018113526657,91.489690693168555,402.10116064325229,null,null,562,3,80.424018113526657,91.489690693168555,402.10116064325229,null,5,"Biomass",15362.425594807019,0.51238793097052626,null,null,null,null,null,null,null,null,null,null,5,0,0,0,1,0]
["Solar PV",0,0,0.33,0.33,6,0,0,0,0,0,0,0,0,0,0,0,0,0,0,0,0,null,null,null,null,null,6,1,6.6989587861587472,363.02577156322707,363.02577156322707,null,566,3,80.424018113526657,91.489690693168555,482.52517875677893,null,54,1,20.097059871428968,121.04909153916579,120.58209415317246,null,310,2,34.21875,148.90643271160573,205.3125,null,566,3,80.424018113526657,91.489690693168555,482.52517875677893,null,821,4,80.117324372279015,160.19215463050088,474.4865637922428,null,1058,5,136.18794906283176,135.57487336082153,827.34120087250528,null,566,3,80.424018113526657,91.489690693168555,482.52517875677893,null,null,566,3,80.424018113526657,91.489690693168555,482.52517875677893,null,null,null,null,null,null,null,null,null,null,null,null,null,null,null,6,0,0,0,1,1]
["Solar PV",0,0,0.33,0.67,7,0,0,0,0,0,0,0,0,0,0,0,0,0,0,0,0,null,null,null,null,null,7,1,6.6989801316425748,370.99069267742294,370.99069267742294,null,570,3,80.424018113526657,91.489690693168555,562.94919687030563,null,58,1,20.097059871428968,121.04909153916579,140.67915402460142,null,314,2,34.21875,148.90643271160573,239.53125,null,570,3,80.424018113526657,91.489690693168555,562.94919687030563,null,802,4,73.899968239821305,160.2935196125685,548.38653203206411,null,1025,5,125.66000699999972,136.2229124846734,953.00120787250501,null,570,3,80.424018113526657,91.489690693168555,562.94919687030563,null,null,570,3,80.424018113526657,91.489690693168555,562.94919687030563,null,null,null,null,null,null,null,null,null,null,null,null,null,null,null,7,0,0,0,1,2]
["Solar PV",0,0,0.33,1,8,0,0,0,0,0,0,0,0,0,0,0,0,0,0,0,0,null,null,null,null,null,8,1,6.6990008714929328,378.72135218387911,378.72135218387911,null,574,3,80.424018113526657,91.489690693168555,643.37321498383233,null,62,1,20.097059871428968,121.04909153916579,160.77621389603038,null,318,2,34.21875,148.90643271160573,273.75,null,574,3,80.424018113526657,91.489690693168555,643.37321498383233,null,822,4,80.117405591016535,162.12985234045087,628.50393762308067,null,1061,5,136.18756999195352,136.92717910312348,1089.1887778644586,null,574,3,80.424018113526657,91.489690693168555,643.37321498383233,null,null,574,3,80.424018113526657,91.489690693168555,643.37321498383233,null,null,null,null,null,null,null,null,null,null,null,null,null,null,null,8,0,0,0,1,3]
["Solar PV",0,0,0.67,0,9,0,0,0,0,0,0,0,0,0,0,0,0,0,0,0,0,null,null,null,null,null,9,1,6.6989380906186931,355.29511359031648,355.29511359031648,null,563,3,80.428919955351077,95.260656114461412,723.80213493918336,null,51,1,20.097128333852144,123.70502318692674,180.87334222988252,null,307,2,34.21875,152.78757397622999,307.96875,null,563,3,80.428919955351077,95.260656114461412,723.80213493918336,null,803,4,73.90005914703795,162.4595528887761,702.40399677011862,null,1137,5,141.3661753458841,138.35485075926772,1230.5549532103428,null,563,3,80.428919955351077,95.260656114461412,723.80213493918336,null,null,563,3,80.428919955351077,95.260656114461412,723.80213493918336,null,null,null,null,null,null,null,null,null,null,null,null,null,null,null,9,0,0,0,2,0]
["Solar PV",0,0,0.67,0.33,10,0,0,0,0,0,0,0,0,0,0,0,0,0,0,0,0,null,null,null,null,null,10,1,6.6989587861587472,363.02577156322707,363.02577156322707,null,567,3,80.428919955351077,95.260656114461412,804.2310548945344,null,55,1,20.097128333852144,123.70502318692674,200.97047056373466,null,311,2,34.21875,152.78757397622999,342.1875,null,567,3,80.428919955351077,95.260656114461412,804.2310548945344,null,823,4,80.117489370945449,164.1262748633097,782.52148614106409,null,1075,5,141.37419408965752,139.7321036462823,1371.9291473000003,null,567,3,80.428919955351077,95.260656114461412,804.2310548945344,null,null,567,3,80.428919955351077,95.260656114461412,804.2310548945344,null,null,null,null,null,null,null,null,null,null,null,null,null,null,null,10,0,0,0,2,1]
["Solar PV",0,0,0.67,0.67,11,0,0,0,0,0,0,0,0,0,0,0,0,0,0,0,0,null,null,null,null,null,11,1,6.6989801316425748,370.99069267742294,370.99069267742294,null,571,3,80.428919955351077,95.260656114461412,884.65997484988543,null,59,1,20.097128333852144,123.70502318692674,221.06759889758681,null,315,2,34.21875,152.78757397622999,376.40625,null,571,3,80.428919955351077,95.260656114461412,884.65997484988543,null,804,4,73.900147447511657,164.56188337263561,856.42163358857579,null,1042,5,130.84542561032828,140.39268061811674,1502.7745729103285,null,571,3,80.428919955351077,95.260656114461412,884.65997484988543,null,null,571,3,80.428919955351077,95.260656114461412,884.65997484988543,null,null,null,null,null,null,null,null,null,null,null,null,null,null,null,11,0,0,0,2,2]
["Solar PV",0,0,0.67,1,12,0,0,0,0,0,0,0,0,0,0,0,0,0,0,0,0,null,null,null,null,null,12,1,6.6990008714929328,378.72135218387911,378.72135218387911,null,575,3,80.428919955351077,95.260656114461412,965.08889480523646,null,63,1,20.097128333852144,123.70502318692674,241.16472723143895,null,319,2,34.21875,152.78757397622999,410.625,null,575,3,80.428919955351077,95.260656114461412,965.08889480523646,null,824,4,80.117570783798868,166.06398557278206,936.53920437237468,null,1078,5,141.37373601169551,141.14574909798927,1644.1483089220239,null,575,3,80.428919955351077,95.260656114461412,965.08889480523646,null,null,575,3,80.428919955351077,95.260656114461412,965.08889480523646,null,null,null,null,null,null,null,null,null,null,null,null,null,null,null,12,0,0,0,2,3]
["Solar PV",0,0,1,0,13,0,0,0,0,0,0,0,0,0,0,0,0,0,0,0,0,null,null,null,null,null,13,1,6.6989380906186931,355.29511359031648,355.29511359031648,null,564,3,80.433702925319139,98.920683639561744,1045.5225977305556,null,52,1,20.097194967141768,126.28286462970355,261.26192219858069,null,308,2,34.21875,156.55456638482752,444.84375,null,564,3,80.433702925319139,98.920683639561744,1045.5225977305556,null,785,4,67.484975369161134,169.06827998456524,1004.0241797415358,null,1045,5,130.84504197010048,141.39545149331047,1774.9933508921245,null,564,3,80.433702925319139,98.920683639561744,1045.5225977305556,null,null,564,3,80.433702925319139,98.920683639561744,1045.5225977305556,null,null,null,null,null,null,null,null,null,null,null,null,null,null,null,13,0,0,0,3,0]
["Solar PV",0,0,1,0.33,14,0,0,0,0,0,0,0,0,0,0,0,0,0,0,0,0,null,null,null,null,null,14,1,6.6989587861587472,363.02577156322707,363.02577156322707,null,568,3,80.433702925319139,98.920683639561744,1125.9563006558747,null,56,1,20.097194967141768,126.28286462970355,281.35911716572247,null,312,2,34.21875,156.55456638482752,479.0625,null,568,3,80.433702925319139,98.920683639561744,1125.9563006558747,null,805,4,73.900017244925948,170.07075589603969,1077.9241969864618,null,1121,5,136.1817525120525,142.98944327700252,1911.175103404177,null,568,3,80.433702925319139,98.920683639561744,1125.9563006558747,null,null,568,3,80.433702925319139,98.920683639561744,1125.9563006558747,null,null,null,null,null,null,null,null,null,null,null,null,null,null,null,14,0,0,0,3,1]
["Solar PV",0,0,1,0.67,15,0,0,0,0,0,0,0,0,0,0,0,0,0,0,0,0,null,null,null,null,null,15,1,6.6989801316425748,370.99069267742294,370.99069267742294,null,572,3,80.433702925319139,98.920683639561744,1206.3900035811937,null,60,1,20.097194967141768,126.28286462970355,301.45631213286424,null,316,2,34.21875,156.55456638482752,513.28125,null,572,3,80.433702925319139,98.920683639561744,1206.3900035811937,null,881,4,80.114738384644582,171.05416813866924,1158.0389353711064,null,1081,5,141.37328676400156,143.10789381414321,2052.5483901681787,null,572,3,80.433702925319139,98.920683639561744,1206.3900035811937,null,null,572,3,80.433702925319139,98.920683639561744,1206.3900035811937,null,null,null,null,null,null,null,null,null,null,null,null,null,null,null,15,0,0,0,3,2]
["Solar PV",0,0,1,1,16,0,0,0,0,0,0,0,0,0,0,0,0,0,0,0,0,null,null,null,null,null,16,1,6.6990008714929328,378.72135218387911,378.72135218387911,null,576,3,80.433702925319139,98.920683639561744,1286.8237065065127,null,64,1,20.097194967141768,126.28286462970355,321.55350710000602,null,320,2,34.21875,156.55456638482752,547.5,null,576,3,80.433702925319139,98.920683639561744,1286.8237065065127,null,786,4,67.485027429234719,171.36637544751508,1225.523962800341,null,1059,5,136.18828478895909,144.36442132132404,2188.7366749571379,null,576,3,80.433702925319139,98.920683639561744,1286.8237065065127,null,null,576,3,80.433702925319139,98.920683639561744,1286.8237065065127,null,null,null,null,null,null,null,null,null,null,null,null,null,null,null,16,0,0,0,3,3]
["Solar PV",0,0.33,0,0,17,0,0,0,0,0,0,0,0,0,0,0,0,0,0,0,0,null,null,null,null,null,17,1,11.119980166789926,213.84795902827955,213.84795902827955,null,625,3,80.393523472738536,105.27532287102862,1367.2172299792512,null,33,1,15.673678517079125,151.17090512669006,337.22718561708513,null,369,2,34.21875,157.6264536673998,581.71875,null,625,3,80.393523472738536,105.27532287102862,1367.2172299792512,null,806,4,73.900105467051674,172.17308290719009,1299.4240682673926,null,1062,5,136.18789975629059,145.45845908415671,2324.9245747134287,null,625,3,80.393523472738536,105.27532287102862,1367.2172299792512,null,null,625,3,80.393523472738536,105.27532287102862,1367.2172299792512,null,null,null,null,null,null,null,null,null,null,null,null,null,null,null,17,0,0,1,0,0]
["Solar PV",0,0.33,0,0.33,18,0,0,0,0,0,0,0,0,0,0,0,0,0,0,0,0,null,null,null,null,null,18,1,11.120010937223547,218.50248446756467,218.50248446756467,null,629,3,80.393523472738536,105.27532287102862,1447.6107534519897,null,37,1,15.673678517079125,151.17090512669006,352.90086413416424,null,373,2,34.21875,157.6264536673998,615.9375,null,629,3,80.393523472738536,105.27532287102862,1447.6107534519897,null,825,4,80.117436647087516,172.42626065652399,1379.5415049144801,null,1026,5,125.6603636654074,145.4721369752111,2450.5849383788359,null,629,3,80.393523472738536,105.27532287102862,1447.6107534519897,null,null,629,3,80.393523472738536,105.27532287102862,1447.6107534519897,null,null,null,null,null,null,null,null,null,null,null,null,null,null,null,18,0,0,1,0,1]
["Solar PV",0,0.33,0,0.67,19,0,0,0,0,0,0,0,0,0,0,0,0,0,0,0,0,null,null,null,null,null,19,1,11.120042643046339,223.29803389573274,223.29803389573274,null,633,3,80.393523472738536,105.27532287102862,1528.0042769247282,null,41,1,15.673678517079125,151.17090512669006,368.57454265124335,null,377,2,34.21875,157.6264536673998,650.15625,null,633,3,80.393523472738536,105.27532287102862,1528.0042769247282,null,882,4,80.114788959720869,172.98996488248224,1459.6562938742011,null,1029,5,125.66003786488305,146.11103267631904,2576.2449762437191,null,633,3,80.393523472738536,105.27532287102862,1528.0042769247282,null,null,633,3,80.393523472738536,105.27532287102862,1528.0042769247282,null,null,null,null,null,null,null,null,null,null,null,null,null,null,null,19,0,0,1,0,2]
["Solar PV",0,0.33,0,1,20,0,0,0,0,0,0,0,0,0,0,0,0,0,0,0,0,null,null,null,null,null,20,1,11.120073419036375,227.95251604386777,227.95251604386777,null,637,3,80.393523472738536,105.27532287102862,1608.3978003974667,null,45,1,15.673678517079125,151.17090512669006,384.24822116832246,null,381,2,34.21875,157.6264536673998,684.375,null,637,3,80.393523472738536,105.27532287102862,1608.3978003974667,null,787,4,67.485081086332841,173.73410974798691,1527.141374960534,null,1138,5,141.36652434707912,146.57670449731771,2717.6115005907982,null,637,3,80.393523472738536,105.27532287102862,1608.3978003974667,null,null,637,3,80.393523472738536,105.27532287102862,1608.3978003974667,null,null,null,null,null,null,null,null,null,null,null,null,null,null,null,20,0,0,1,0,3]
["Solar PV",0,0.33,0.33,0,21,0,0,0,0,0,0,0,0,0,0,0,0,0,0,0,0,null,null,null,null,null,21,1,11.119980166789926,213.84795902827955,213.84795902827955,null,626,3,80.397233164083829,108.93344312167925,1688.7950335615506,null,34,1,15.673700620455818,154.46540760856192,399.92192178877826,null,289,2,30.831093750000008,161.05215209256284,715.20609375000004,null,626,3,80.397233164083829,108.93344312167925,1688.7950335615506,null,807,4,73.900196429652524,174.3391207633195,1601.0415713901866,null,1065,5,136.18752097462453,147.11035960544487,2853.7990215654227,null,626,3,80.397233164083829,108.93344312167925,1688.7950335615506,null,null,626,3,80.397233164083829,108.93344312167925,1688.7950335615506,null,null,null,null,null,null,null,null,null,null,null,null,null,null,null,21,0,0,1,1,0]
["Solar PV",0,0.33,0.33,0.33,22,0,0,0,0,0,0,0,0,0,0,0,0,0,0,0,0,null,null,null,null,null,22,1,11.120010937223547,218.50248446756467,218.50248446756467,null,630,3,80.397233164083829,108.93344312167925,1769.1922667256345,null,38,1,15.673700620455818,154.46540760856192,415.59562240923407,null,293,2,30.831093750000008,161.05215209256284,746.03718750000007,null,630,3,80.397233164083829,108.93344312167925,1769.1922667256345,null,826,4,80.11751821561549,174.36399161913477,1681.1590896058021,null,1076,5,141.37456938099984,147.95200928953878,2995.1735909464223,null,630,3,80.397233164083829,108.93344312167925,1769.1922667256345,null,null,630,3,80.397233164083829,108.93344312167925,1769.1922667256345,null,null,null,null,null,null,null,null,null,null,null,null,null,null,null,22,0,0,1,1,1]
["Solar PV",0,0.33,0.33,0.67,23,0,0,0,0,0,0,0,0,0,0,0,0,0,0,0,0,null,null,null,null,null,23,1,11.120042643046339,223.29803389573274,223.29803389573274,null,634,3,80.397233164083829,108.93344312167925,1849.5894998897184,null,42,1,15.673700620455818,154.46540760856192,431.26932302968987,null,297,2,30.831093750000008,161.05215209256284,776.86828125000011,null,634,3,80.397233164083829,108.93344312167925,1849.5894998897184,null,883,4,80.114841083750818,174.98442195037569,1761.273930689553,null,1105,5,130.84068176885177,148.17368819494067,3126.0142727152743,null,634,3,80.397233164083829,108.93344312167925,1849.5894998897184,null,null,634,3,80.397233164083829,108.93344312167925,1849.5894998897184,null,null,null,null,null,null,null,null,null,null,null,null,null,null,null,23,0,0,1,1,2]
["Solar PV",0,0.33,0.33,1,24,0,0,0,0,0,0,0,0,0,0,0,0,0,0,0,0,null,null,null,null,null,24,1,11.120073419036375,227.95251604386777,227.95251604386777,null,638,3,80.397233164083829,108.93344312167925,1929.9867330538023,null,46,1,15.673700620455818,154.46540760856192,446.94302365014568,null,301,2,30.831093750000008,161.05215209256284,807.69937500000015,null,638,3,80.397233164083829,108.93344312167925,1929.9867330538023,null,788,4,67.485133184190587,176.03220440142931,1828.7590638737436,null,1141,5,141.36624974923745,148.24530588315662,3267.3805224645116,null,638,3,80.397233164083829,108.93344312167925,1929.9867330538023,null,null,638,3,80.397233164083829,108.93344312167925,1929.9867330538023,null,null,null,null,null,null,null,null,null,null,null,null,null,null,null,24,0,0,1,1,3]
["Solar PV",0,0.33,0.67,0,25,0,0,0,0,0,0,0,0,0,0,0,0,0,0,0,0,null,null,null,null,null,25,1,11.119980166789926,213.84795902827955,213.84795902827955,null,545,3,64.476743962011611,109.10185578097057,1994.4634770158139,null,35,1,15.673723075890585,157.85961960944769,462.61674672603624,null,370,2,34.218750000000014,161.39362480608781,841.91812500000015,null,545,3,64.476743962011611,109.10185578097057,1994.4634770158139,null,827,4,80.117602354833508,176.36044828470074,1908.8766662285771,null,1043,5,130.84581442212428,149.54488673620654,3398.2263368866361,null,545,3,64.476743962011611,109.10185578097057,1994.4634770158139,null,null,545,3,64.476743962011611,109.10185578097057,1994.4634770158139,null,null,null,null,null,null,null,null,null,null,null,null,null,null,null,25,0,0,1,2,0]
["Solar PV",0,0.33,0.67,0.33,26,0,0,0,0,0,0,0,0,0,0,0,0,0,0,0,0,null,null,null,null,null,26,1,11.120010937223547,218.50248446756467,218.50248446756467,null,549,3,64.476743962011611,109.10185578097057,2058.9402209778254,null,39,1,15.673723075890585,157.85961960944769,478.2904698019268,null,374,2,34.218750000000014,161.39362480608781,876.13687500000015,null,549,3,64.476743962011611,109.10185578097057,2058.9402209778254,null,808,4,73.900284781711008,176.44145543819812,1982.776951010288,null,1079,5,141.37412542201679,149.61492265926054,3539.6004623086528,null,549,3,64.476743962011611,109.10185578097057,2058.9402209778254,null,null,549,3,64.476743962011611,109.10185578097057,2058.9402209778254,null,null,null,null,null,null,null,null,null,null,null,null,null,null,null,26,0,0,1,2,1]
["Solar PV",0,0.33,0.67,0.67,27,0,0,0,0,0,0,0,0,0,0,0,0,0,0,0,0,null,null,null,null,null,27,1,11.120042643046339,223.29803389573274,223.29803389573274,null,553,3,64.476743962011611,109.10185578097057,2123.4169649398373,null,43,1,15.673723075890585,157.85961960944769,493.96419287781737,null,378,2,34.218750000000014,161.39362480608781,910.35562500000015,null,553,3,64.476743962011611,109.10185578097057,2123.4169649398373,null,884,4,80.11489169064194,176.92021834091238,2062.8918427009298,null,1046,5,130.84542244356936,150.27869964314937,3670.4458847522224,null,553,3,64.476743962011611,109.10185578097057,2123.4169649398373,null,null,553,3,64.476743962011611,109.10185578097057,2123.4169649398373,null,null,null,null,null,null,null,null,null,null,null,null,null,null,null,27,0,0,1,2,2]
["Solar PV",0,0.33,0.67,1,28,0,0,0,0,0,0,0,0,0,0,0,0,0,0,0,0,null,null,null,null,null,28,1,11.120073419036375,227.95251604386777,227.95251604386777,null,557,3,64.476743962011611,109.10185578097057,2187.8937089018491,null,47,1,15.673723075890585,157.85961960944769,509.63791595370793,null,382,2,34.218750000000014,161.39362480608781,944.57437500000015,null,557,3,64.476743962011611,109.10185578097057,2187.8937089018491,null,828,4,80.117684115329553,178.298192017541,2143.0095268162595,null,1082,5,141.37366729468437,151.32814443456198,3811.8195520469067,null,557,3,64.476743962011611,109.10185578097057,2187.8937089018491,null,null,557,3,64.476743962011611,109.10185578097057,2187.8937089018491,null,null,null,null,null,null,null,null,null,null,null,null,null,null,null,28,0,0,1,2,3]
["Solar PV",0,0.33,1,0,29,0,0,0,0,0,0,0,0,0,0,0,0,0,0,0,0,null,null,null,null,null,29,1,11.119980166789926,213.84795902827955,213.84795902827955,null,627,3,80.401073698530325,112.70241764870617,2268.2947826003792,null,113,1,20.0950322772673,160.78658704744197,529.73294823097524,null,290,2,30.831093750000012,165.23329855401201,975.40546875000018,null,627,3,80.401073698530325,112.70241764870617,2268.2947826003792,null,789,4,67.484971177083708,180.93113522030941,2210.4944979933434,null,1122,5,136.18210354691351,151.52520037573981,3948.00165559382,null,627,3,80.401073698530325,112.70241764870617,2268.2947826003792,null,null,627,3,80.401073698530325,112.70241764870617,2268.2947826003792,null,null,null,null,null,null,null,null,null,null,null,null,null,null,null,29,0,0,1,3,0]
["Solar PV",0,0.33,1,0.33,30,0,0,0,0,0,0,0,0,0,0,0,0,0,0,0,0,null,null,null,null,null,30,1,11.120010937223547,218.50248446756467,218.50248446756467,null,631,3,80.401073698530325,112.70241764870617,2348.6958562989093,null,117,1,20.0950322772673,160.78658704744197,549.82798050824249,null,294,2,30.831093750000012,165.23329855401201,1006.2365625000002,null,631,3,80.401073698530325,112.70241764870617,2348.6958562989093,null,809,4,73.900157808644082,182.31021466501639,2284.3946558019875,null,1049,5,130.84503920011448,151.5810749782614,4078.8466947939346,null,631,3,80.401073698530325,112.70241764870617,2348.6958562989093,null,null,631,3,80.401073698530325,112.70241764870617,2348.6958562989093,null,null,null,null,null,null,null,null,null,null,null,null,null,null,null,30,0,0,1,3,1]
["Solar PV",0,0.33,1,0.67,31,0,0,0,0,0,0,0,0,0,0,0,0,0,0,0,0,null,null,null,null,null,31,1,11.120042643046339,223.29803389573274,223.29803389573274,null,635,3,80.401073698530325,112.70241764870617,2429.0969299974395,null,121,1,20.0950322772673,160.78658704744197,569.92301278550974,null,298,2,30.831093750000012,165.23329855401201,1037.0676562500003,null,635,3,80.401073698530325,112.70241764870617,2429.0969299974395,null,865,4,73.893880189558274,182.40155582394843,2358.2885359915458,null,1125,5,136.18186768150861,152.8827352492028,4215.0285624754433,null,635,3,80.401073698530325,112.70241764870617,2429.0969299974395,null,null,635,3,80.401073698530325,112.70241764870617,2429.0969299974395,null,null,null,null,null,null,null,null,null,null,null,null,null,null,null,31,0,0,1,3,2]
["Solar PV",0,0.33,1,1,32,0,0,0,0,0,0,0,0,0,0,0,0,0,0,0,0,null,null,null,null,null,32,1,11.120073419036375,227.95251604386777,227.95251604386777,null,639,3,80.401073698530325,112.70241764870617,2509.4980036959696,null,125,1,20.0950322772673,160.78658704744197,590.01804506277699,null,302,2,30.831093750000012,165.23329855401201,1067.8987500000003,null,639,3,80.401073698530325,112.70241764870617,2509.4980036959696,null,769,4,61.264110596653616,182.55396179721711,2419.5526465881994,null,1060,5,136.18867727763453,152.89894260861664,4351.2172397530776,null,639,3,80.401073698530325,112.70241764870617,2509.4980036959696,null,null,639,3,80.401073698530325,112.70241764870617,2509.4980036959696,null,null,null,null,null,null,null,null,null,null,null,null,null,null,null,32,0,0,1,3,3]
["Solar PV",0,0.67,0,0,33,0,0,0,0,0,0,0,0,0,0,0,0,0,0,0,0,null,null,null,null,null,33,1,15.673678517079125,151.17090512669006,151.17090512669006,null,546,3,64.480378650729406,113.6631251457358,2573.9783823466992,null,36,1,15.67374455688215,161.15387976290015,605.69178961965918,null,371,2,34.218749999999986,165.27495574852287,1102.1175000000003,null,546,3,64.480378650729406,113.6631251457358,2573.9783823466992,null,885,4,80.114733726889412,182.91704605415089,2499.6673803150888,null,1085,5,141.37322198488022,152.99089860090388,4492.5904617379574,null,546,3,64.480378650729406,113.6631251457358,2573.9783823466992,null,null,546,3,64.480378650729406,113.6631251457358,2573.9783823466992,null,null,null,null,null,null,null,null,null,null,null,null,null,null,null,33,0,0,2,0,0]
["Solar PV",0,0.67,0,0.33,34,0,0,0,0,0,0,0,0,0,0,0,0,0,0,0,0,null,null,null,null,null,34,1,15.673700620455818,154.46540760856192,154.46540760856192,null,550,3,64.480378650729406,113.6631251457358,2638.4587609974287,null,40,1,15.67374455688215,161.15387976290015,621.36553417654136,null,375,2,34.218749999999986,165.27495574852287,1136.3362500000003,null,550,3,64.480378650729406,113.6631251457358,2638.4587609974287,null,790,4,67.48502323815498,183.22923091912136,2567.1524035532439,null,1063,5,136.18823678727881,154.24807876950624,4628.778698525236,null,550,3,64.480378650729406,113.6631251457358,2638.4587609974287,null,null,550,3,64.480378650729406,113.6631251457358,2638.4587609974287,null,null,null,null,null,null,null,null,null,null,null,null,null,null,null,34,0,0,2,0,1]
["Solar PV",0,0.67,0,0.67,35,0,0,0,0,0,0,0,0,0,0,0,0,0,0,0,0,null,null,null,null,null,35,1,15.673723075890585,157.85961960944769,157.85961960944769,null,554,3,64.480378650729406,113.6631251457358,2702.9391396481583,null,44,1,15.67374455688215,161.15387976290015,637.03927873342354,null,379,2,34.218749999999986,165.27495574852287,1170.5550000000003,null,554,3,64.480378650729406,113.6631251457358,2702.9391396481583,null,829,4,80.117547063874525,184.30068531356494,2647.2699506171184,null,1089,5,125.66947265232614,154.55079152399563,4754.4481711775625,null,554,3,64.480378650729406,113.6631251457358,2702.9391396481583,null,null,554,3,64.480378650729406,113.6631251457358,2702.9391396481583,null,null,null,null,null,null,null,null,null,null,null,null,null,null,null,35,0,0,2,0,2]
["Solar PV",0,0.67,0,1,36,0,0,0,0,0,0,0,0,0,0,0,0,0,0,0,0,null,null,null,null,null,36,1,15.67374455688215,161.15387976290015,161.15387976290015,null,558,3,64.480378650729406,113.6631251457358,2767.4195182988879,null,48,1,15.67374455688215,161.15387976290015,652.71302329030573,null,383,2,34.218749999999986,165.27495574852287,1204.7737500000003,null,558,3,64.480378650729406,113.6631251457358,2767.4195182988879,null,810,4,73.900246073347603,184.41254476439633,2721.1701966904661,null,1027,5,125.66073087909278,155.00157561939972,4880.1089020566551,null,558,3,64.480378650729406,113.6631251457358,2767.4195182988879,null,null,558,3,64.480378650729406,113.6631251457358,2767.4195182988879,null,null,null,null,null,null,null,null,null,null,null,null,null,null,null,36,0,0,2,0,3]
["Solar PV",0,0.67,0.33,0,37,0,0,0,0,0,0,0,0,0,0,0,0,0,0,0,0,null,null,null,null,null,37,1,15.673678517079125,151.17090512669006,151.17090512669006,null,628,3,80.404819255796653,116.36054206527825,2847.8243375546845,null,114,1,20.095059066232668,163.35809992691591,672.80808235653842,null,372,2,34.218749999999993,169.04213290769883,1238.9925000000003,null,628,3,80.404819255796653,116.36054206527825,2847.8243375546845,null,866,4,73.893926789143066,184.50031170910808,2795.0641234796094,null,1139,5,141.36688441981875,155.04769559007727,5021.4757864764742,null,628,3,80.404819255796653,116.36054206527825,2847.8243375546845,null,null,628,3,80.404819255796653,116.36054206527825,2847.8243375546845,null,null,null,null,null,null,null,null,null,null,null,null,null,null,null,37,0,0,2,1,0]
["Solar PV",0,0.67,0.33,0.33,38,0,0,0,0,0,0,0,0,0,0,0,0,0,0,0,0,null,null,null,null,null,38,1,15.673700620455818,154.46540760856192,154.46540760856192,null,632,3,80.404819255796653,116.36054206527825,2928.2291568104811,null,118,1,20.095059066232668,163.35809992691591,692.90314142277111,null,376,2,34.218749999999993,169.04213290769883,1273.2112500000003,null,632,3,80.404819255796653,116.36054206527825,2928.2291568104811,null,886,4,80.114784309076995,184.8528437335155,2875.1789077886865,null,1201,5,141.3780628251744,155.28061691841862,5162.8538493016486,null,632,3,80.404819255796653,116.36054206527825,2928.2291568104811,null,null,632,3,80.404819255796653,116.36054206527825,2928.2291568104811,null,null,null,null,null,null,null,null,null,null,null,null,null,null,null,38,0,0,2,1,1]
["Solar PV",0,0.67,0.33,0.67,39,0,0,0,0,0,0,0,0,0,0,0,0,0,0,0,0,null,null,null,null,null,39,1,15.673723075890585,157.85961960944769,157.85961960944769,null,636,3,80.404819255796653,116.36054206527825,3008.6339760662777,null,122,1,20.095059066232668,163.35809992691591,712.99820048900381,null,380,2,34.218749999999993,169.04213290769883,1307.4300000000003,null,636,3,80.404819255796653,116.36054206527825,3008.6339760662777,null,770,4,61.264157705309188,185.0853815904004,2936.4430654939956,null,1030,5,125.66039778786742,155.3604578029562,5288.5142470895162,null,636,3,80.404819255796653,116.36054206527825,3008.6339760662777,null,null,636,3,80.404819255796653,116.36054206527825,3008.6339760662777,null,null,null,null,null,null,null,null,null,null,null,null,null,null,null,39,0,0,2,1,2]
["Solar PV",0,0.67,0.33,1,40,0,0,0,0,0,0,0,0,0,0,0,0,0,0,0,0,null,null,null,null,null,40,1,15.67374455688215,161.15387976290015,161.15387976290015,null,640,3,80.404819255796653,116.36054206527825,3089.0387953220743,null,126,1,20.095059066232668,163.35809992691591,733.0932595552365,null,384,2,34.218749999999993,169.04213290769883,1341.6487500000003,null,640,3,80.404819255796653,116.36054206527825,3089.0387953220743,null,791,4,67.485076896452554,185.59696548647747,3003.9281423904481,null,1066,5,136.18785204109281,155.64171113479375,5424.702099130609,null,640,3,80.404819255796653,116.36054206527825,3089.0387953220743,null,null,640,3,80.404819255796653,116.36054206527825,3089.0387953220743,null,null,null,null,null,null,null,null,null,null,null,null,null,null,null,40,0,0,2,1,3]
["Solar PV",0,0.67,0.67,0,41,0,0,0,0,0,0,0,0,0,0,0,0,0,0,0,0,null,null,null,null,null,41,1,15.673678517079125,151.17090512669006,151.17090512669006,null,547,3,64.484145514796566,118.36261839398388,3153.5229408368709,null,115,1,20.095086526018964,166.00748809740506,753.18834608125542,null,291,2,30.831093750000008,169.54115025741697,1372.4798437500003,null,547,3,64.484145514796566,118.36261839398388,3153.5229408368709,null,830,4,80.11762896093164,186.23844745014006,3084.0457713513797,null,1033,5,125.66007235383124,156.29896014231562,5550.3621714844403,null,547,3,64.484145514796566,118.36261839398388,3153.5229408368709,null,null,547,3,64.484145514796566,118.36261839398388,3153.5229408368709,null,null,null,null,null,null,null,null,null,null,null,null,null,null,null,41,0,0,2,2,0]
["Solar PV",0,0.67,0.67,0.33,42,0,0,0,0,0,0,0,0,0,0,0,0,0,0,0,0,null,null,null,null,null,42,1,15.673700620455818,154.46540760856192,154.46540760856192,null,551,3,64.484145514796566,118.36261839398388,3218.0070863516676,null,119,1,20.095086526018964,166.00748809740506,773.28343260727434,null,295,2,30.831093750000008,169.54115025741697,1403.3109375000004,null,551,3,64.484145514796566,118.36261839398388,3218.0070863516676,null,811,4,73.900337077484664,186.57858552945683,3157.9461084288641,null,1142,5,141.36660272349303,156.46738327317442,5691.7287742079334,null,551,3,64.484145514796566,118.36261839398388,3218.0070863516676,null,null,551,3,64.484145514796566,118.36261839398388,3218.0070863516676,null,null,null,null,null,null,null,null,null,null,null,null,null,null,null,42,0,0,2,2,1]
["Solar PV",0,0.67,0.67,0.67,43,0,0,0,0,0,0,0,0,0,0,0,0,0,0,0,0,null,null,null,null,null,43,1,15.673723075890585,157.85961960944769,157.85961960944769,null,555,3,64.484145514796566,118.36261839398388,3282.4912318664642,null,123,1,20.095086526018964,166.00748809740506,793.37851913329325,null,299,2,30.831093750000008,169.54115025741697,1434.1420312500004,null,555,3,64.484145514796566,118.36261839398388,3282.4912318664642,null,867,4,73.893974818975011,186.66266649062604,3231.8400832478392,null,1069,5,136.18747633350728,156.99419065739241,5827.9162505414406,null,555,3,64.484145514796566,118.36261839398388,3282.4912318664642,null,null,555,3,64.484145514796566,118.36261839398388,3282.4912318664642,null,null,null,null,null,null,null,null,null,null,null,null,null,null,null,43,0,0,2,2,2]
["Solar PV",0,0.67,0.67,1,44,0,0,0,0,0,0,0,0,0,0,0,0,0,0,0,0,null,null,null,null,null,44,1,15.67374455688215,161.15387976290015,161.15387976290015,null,559,3,64.484145514796566,118.36261839398388,3346.9753773812608,null,127,1,20.095086526018964,166.00748809740506,813.47360565931217,null,303,2,30.831093750000008,169.54115025741697,1464.9731250000004,null,559,3,64.484145514796566,118.36261839398388,3346.9753773812608,null,887,4,80.114836440585265,186.84730178335818,3311.9549196884245,null,1080,5,141.37450074426164,157.834832979997,5969.2907512857018,null,559,3,64.484145514796566,118.36261839398388,3346.9753773812608,null,null,559,3,64.484145514796566,118.36261839398388,3346.9753773812608,null,null,null,null,null,null,null,null,null,null,null,null,null,null,null,44,0,0,2,2,3]
["Solar PV",0,0.67,1,0,45,0,0,0,0,0,0,0,0,0,0,0,0,0,0,0,0,null,null,null,null,null,45,1,15.673678517079125,151.17090512669006,151.17090512669006,null,49,1,20.096993602578632,118.47130001955269,3367.0723709838394,null,116,1,20.09511303966201,168.57890473436021,833.56871869897418,null,433,2,34.218750000000007,170.50063576003225,1499.1918750000004,null,548,3,64.48782311007021,122.92389474303431,3411.463200491331,null,771,4,61.264206263381972,187.69351133644491,3373.2191259518063,null,1106,5,130.85376745740129,157.91124637635374,6100.1445187431027,null,548,3,64.48782311007021,122.92389474303431,3411.463200491331,null,null,49,1,20.096993602578632,118.47130001955269,3367.0723709838394,null,null,null,null,null,null,null,null,null,null,null,null,null,null,null,45,0,0,2,3,0]
["Solar PV",0,0.67,1,0.33,46,0,0,0,0,0,0,0,0,0,0,0,0,0,0,0,0,null,null,null,null,null,46,1,15.673700620455818,154.46540760856192,154.46540760856192,null,53,1,20.096993602578632,118.47130001955269,3387.1693645864179,null,120,1,20.09511303966201,168.57890473436021,853.66383173863619,null,437,2,34.218750000000007,170.50063576003225,1533.4106250000004,null,552,3,64.48782311007021,122.92389474303431,3475.9510236014012,null,792,4,67.48512899564156,187.89506042220739,3440.7042549474477,null,1109,5,130.84083272902046,158.06995365844205,6230.9853514721235,null,552,3,64.48782311007021,122.92389474303431,3475.9510236014012,null,null,53,1,20.096993602578632,118.47130001955269,3387.1693645864179,null,null,null,null,null,null,null,null,null,null,null,null,null,null,null,46,0,0,2,3,1]
["Solar PV",0,0.67,1,0.67,47,0,0,0,0,0,0,0,0,0,0,0,0,0,0,0,0,null,null,null,null,null,47,1,15.673723075890585,157.85961960944769,157.85961960944769,null,57,1,20.096993602578632,118.47130001955269,3407.2663581889965,null,124,1,20.09511303966201,168.57890473436021,873.7589447782982,null,441,2,34.218750000000007,170.50063576003225,1567.6293750000004,null,556,3,64.48782311007021,122.92389474303431,3540.4388467114713,null,831,4,80.117713437502388,188.23493611424553,3520.8219683849502,null,1044,5,130.84619084064255,158.4278089566869,6361.831542312766,null,556,3,64.48782311007021,122.92389474303431,3540.4388467114713,null,null,57,1,20.096993602578632,118.47130001955269,3407.2663581889965,null,null,null,null,null,null,null,null,null,null,null,null,null,null,null,47,0,0,2,3,2]
["Solar PV",0,0.67,1,1,48,0,0,0,0,0,0,0,0,0,0,0,0,0,0,0,0,null,null,null,null,null,48,1,15.67374455688215,161.15387976290015,161.15387976290015,null,61,1,20.096993602578632,118.47130001955269,3427.363351791575,null,128,1,20.09511303966201,168.57890473436021,893.85405781796021,null,445,2,34.218750000000007,170.50063576003225,1601.8481250000004,null,560,3,64.48782311007021,122.92389474303431,3604.9266698215415,null,812,4,73.900425467585038,188.68092276186366,3594.7223938525353,null,1145,5,141.36632903469607,158.43562225122923,6503.1978713474618,null,560,3,64.48782311007021,122.92389474303431,3604.9266698215415,null,null,61,1,20.096993602578632,118.47130001955269,3427.363351791575,null,null,null,null,null,null,null,null,null,null,null,null,null,null,null,48,0,0,2,3,3]
["Solar PV",0,1,0,0,49,0,0,0,0,0,0,0,0,0,0,0,0,0,0,0,0,null,null,null,null,null,49,1,20.096993602578632,118.47130001955269,118.47130001955269,null,50,1,20.097059871428968,121.04909153916579,3447.4604116630039,null,177,1,20.096239311744391,205.29738676640466,913.95029712970461,null,292,2,30.831093750000001,173.72230415560909,1632.6792187500005,null,689,3,80.392969999664416,123.59855762861619,3685.3196398212058,null,868,4,73.894021453804356,188.76142283237198,3668.6164153063396,null,1047,5,130.84581356992896,159.43103860464944,6634.0436849173911,null,689,3,80.392969999664416,123.59855762861619,3685.3196398212058,null,null,50,1,20.097059871428968,121.04909153916579,3447.4604116630039,null,null,null,null,null,null,null,null,null,null,null,null,null,null,null,49,0,0,3,0,0]
["Solar PV",0,1,0,0.33,50,0,0,0,0,0,0,0,0,0,0,0,0,0,0,0,0,null,null,null,null,null,50,1,20.097059871428968,121.04909153916579,121.04909153916579,null,54,1,20.097059871428968,121.04909153916579,3467.5574715344328,null,181,1,20.096239311744391,205.29738676640466,934.04653644144901,null,296,2,30.831093750000001,173.72230415560909,1663.5103125000005,null,693,3,80.392969999664416,123.59855762861619,3765.7126098208701,null,888,4,80.114887054882246,188.78309914451938,3748.7313023612219,null,1083,5,141.37405677057063,159.79732447388849,6775.417741687962,null,693,3,80.392969999664416,123.59855762861619,3765.7126098208701,null,null,54,1,20.097059871428968,121.04909153916579,3467.5574715344328,null,null,null,null,null,null,null,null,null,null,null,null,null,null,null,50,0,0,3,0,1]
["Solar PV",0,1,0,0.67,51,0,0,0,0,0,0,0,0,0,0,0,0,0,0,0,0,null,null,null,null,null,51,1,20.097128333852144,123.70502318692674,123.70502318692674,null,58,1,20.097059871428968,121.04909153916579,3487.6545314058617,null,185,1,20.096239311744391,205.29738676640466,954.1427757531934,null,300,2,30.831093750000001,173.72230415560909,1694.3414062500005,null,697,3,80.392969999664416,123.59855762861619,3846.1055798205343,null,832,4,80.117795524320044,190.17271078695998,3828.8490978855421,null,1123,5,136.18246659007542,160.31966006545068,6911.6002082780378,null,697,3,80.392969999664416,123.59855762861619,3846.1055798205343,null,null,58,1,20.097059871428968,121.04909153916579,3487.6545314058617,null,null,null,null,null,null,null,null,null,null,null,null,null,null,null,51,0,0,3,0,2]
["Solar PV",0,1,0,1,52,0,0,0,0,0,0,0,0,0,0,0,0,0,0,0,0,null,null,null,null,null,52,1,20.097194967141768,126.28286462970355,126.28286462970355,null,62,1,20.097059871428968,121.04909153916579,3507.7515912772906,null,189,1,20.096239311744391,205.29738676640466,974.2390150649378,null,304,2,30.831093750000001,173.72230415560909,1725.1725000000006,null,701,3,80.392969999664416,123.59855762861619,3926.4985498201986,null,772,4,61.264253414565388,190.22493164545716,3890.1133513001073,null,1050,5,130.84542193530888,160.46445303864832,7042.4456302133467,null,701,3,80.392969999664416,123.59855762861619,3926.4985498201986,null,null,62,1,20.097059871428968,121.04909153916579,3507.7515912772906,null,null,null,null,null,null,null,null,null,null,null,null,null,null,null,52,0,0,3,0,3]
["Solar PV",0,1,0.33,0,53,0,0,0,0,0,0,0,0,0,0,0,0,0,0,0,0,null,null,null,null,null,53,1,20.096993602578632,118.47130001955269,118.47130001955269,null,548,3,64.48782311007021,122.92389474303431,3572.2394143873607,null,97,1,15.675079383139293,206.61137261760337,989.91409444807709,null,434,2,34.218750000000014,174.26803530820979,1759.3912500000006,null,690,3,80.396093025272179,127.25660445209675,4006.8946428454706,null,793,4,67.484966925724635,193.15348038638703,3957.5983182258319,null,1185,5,136.19959537061388,161.00561929001816,7178.6452255839604,null,690,3,80.396093025272179,127.25660445209675,4006.8946428454706,null,null,548,3,64.48782311007021,122.92389474303431,3572.2394143873607,null,null,null,null,null,null,null,null,null,null,null,null,null,null,null,53,0,0,3,1,0]
["Solar PV",0,1,0.33,0.33,54,0,0,0,0,0,0,0,0,0,0,0,0,0,0,0,0,null,null,null,null,null,54,1,20.097059871428968,121.04909153916579,121.04909153916579,null,552,3,64.48782311007021,122.92389474303431,3636.7272374974309,null,101,1,15.675079383139293,206.61137261760337,1005.5891738312164,null,438,2,34.218750000000014,174.26803530820979,1793.6100000000006,null,694,3,80.396093025272179,127.25660445209675,4087.2907358707425,null,813,4,73.900293406873658,194.18959487815602,4031.4986116327054,null,1086,5,141.37360260634833,161.21115666412214,7320.0188281903083,null,694,3,80.396093025272179,127.25660445209675,4087.2907358707425,null,null,552,3,64.48782311007021,122.92389474303431,3636.7272374974309,null,null,null,null,null,null,null,null,null,null,null,null,null,null,null,54,0,0,3,1,1]
["Solar PV",0,1,0.33,0.67,55,0,0,0,0,0,0,0,0,0,0,0,0,0,0,0,0,null,null,null,null,null,55,1,20.097128333852144,123.70502318692674,123.70502318692674,null,556,3,64.48782311007021,122.92389474303431,3701.2150606075011,null,105,1,15.675079383139293,206.61137261760337,1021.2642532143557,null,442,2,34.218750000000014,174.26803530820979,1827.8287500000006,null,698,3,80.396093025272179,127.25660445209675,4167.686828896015,null,869,4,73.893878185796723,194.26471209015557,4105.3924898185023,null,1126,5,136.18222312559823,161.41875811038915,7456.2010513159066,null,698,3,80.396093025272179,127.25660445209675,4167.686828896015,null,null,556,3,64.48782311007021,122.92389474303431,3701.2150606075011,null,null,null,null,null,null,null,null,null,null,null,null,null,null,null,55,0,0,3,1,2]
["Solar PV",0,1,0.33,1,56,0,0,0,0,0,0,0,0,0,0,0,0,0,0,0,0,null,null,null,null,null,56,1,20.097194967141768,126.28286462970355,126.28286462970355,null,560,3,64.48782311007021,122.92389474303431,3765.7028837175712,null,109,1,15.675079383139293,206.61137261760337,1036.939332597495,null,446,2,34.218750000000014,174.26803530820979,1862.0475000000006,null,702,3,80.396093025272179,127.25660445209675,4248.0829219212874,null,773,4,61.264108615935768,194.41706701713849,4166.6565984344379,null,1053,5,130.84503911790142,161.46727097386892,7587.0460904338079,null,702,3,80.396093025272179,127.25660445209675,4248.0829219212874,null,null,560,3,64.48782311007021,122.92389474303431,3765.7028837175712,null,null,null,null,null,null,null,null,null,null,null,null,null,null,null,56,0,0,3,1,3]
["Solar PV",0,1,0.67,0,57,0,0,0,0,0,0,0,0,0,0,0,0,0,0,0,0,null,null,null,null,null,57,1,20.096993602578632,118.47130001955269,118.47130001955269,null,1073,5,141.37342398357077,123.04268086050963,3907.076307701142,null,178,1,20.09627041724762,207.87272115042606,1057.0356030147425,null,353,2,30.831093749999994,175.21896197804926,1892.8785937500006,null,691,3,80.399323736980776,131.02550224720753,4328.4822456582679,null,945,4,80.114326882058791,194.67385225728094,4246.7709253164967,null,1064,5,136.18864216162507,162.7832844679433,7723.2347325954333,null,691,3,80.399323736980776,131.02550224720753,4328.4822456582679,null,null,1073,5,141.37342398357077,123.04268086050963,3907.076307701142,null,null,null,null,null,null,null,null,null,null,null,null,null,null,null,57,0,0,3,2,0]
["Solar PV",0,1,0.67,0.33,58,0,0,0,0,0,0,0,0,0,0,0,0,0,0,0,0,null,null,null,null,null,58,1,20.097059871428968,121.04909153916579,121.04909153916579,null,689,3,80.392969999664416,123.59855762861619,3987.4692777008063,null,182,1,20.09627041724762,207.87272115042606,1077.13187343199,null,357,2,30.831093749999994,175.21896197804926,1923.7096875000007,null,695,3,80.399323736980776,131.02550224720753,4408.8815693952483,null,889,4,80.11472904205236,195.13941890788448,4326.8856543585489,null,1129,5,136.18198799672103,163.07592653119357,7859.416720592154,null,695,3,80.399323736980776,131.02550224720753,4408.8815693952483,null,null,689,3,80.392969999664416,123.59855762861619,3987.4692777008063,null,null,null,null,null,null,null,null,null,null,null,null,null,null,null,58,0,0,3,2,1]
["Solar PV",0,1,0.67,0.67,59,0,0,0,0,0,0,0,0,0,0,0,0,0,0,0,0,null,null,null,null,null,59,1,20.097128333852144,123.70502318692674,123.70502318692674,null,693,3,80.392969999664416,123.59855762861619,4067.8622477004706,null,186,1,20.09627041724762,207.87272115042606,1097.2281438492375,null,361,2,30.831093749999994,175.21896197804926,1954.5407812500007,null,699,3,80.399323736980776,131.02550224720753,4489.2808931322288,null,794,4,67.485018988708006,195.4515764501449,4394.3706733472573,null,1140,5,141.36723443241655,163.26953318091051,8000.7839550245708,null,699,3,80.399323736980776,131.02550224720753,4489.2808931322288,null,null,693,3,80.392969999664416,123.59855762861619,4067.8622477004706,null,null,null,null,null,null,null,null,null,null,null,null,null,null,null,59,0,0,3,2,2]
["Solar PV",0,1,0.67,1,60,0,0,0,0,0,0,0,0,0,0,0,0,0,0,0,0,null,null,null,null,null,60,1,20.097194967141768,126.28286462970355,126.28286462970355,null,697,3,80.392969999664416,123.59855762861619,4148.2552177001353,null,190,1,20.09627041724762,207.87272115042606,1117.3244142664851,null,365,2,30.831093749999994,175.21896197804926,1985.3718750000007,null,703,3,80.399323736980776,131.02550224720753,4569.6802168692093,null,849,4,67.484562126279087,196.28399072560865,4461.8552354735366,null,1202,5,141.37847008270856,163.50871541543671,8142.162425107279,null,703,3,80.399323736980776,131.02550224720753,4569.6802168692093,null,null,697,3,80.392969999664416,123.59855762861619,4148.2552177001353,null,null,null,null,null,null,null,null,null,null,null,null,null,null,null,60,0,0,3,2,3]
["Solar PV",0,1,1,0,61,0,0,0,0,0,0,0,0,0,0,0,0,0,0,0,0,null,null,null,null,null,61,1,20.096993602578632,118.47130001955269,118.47130001955269,null,701,3,80.392969999664416,123.59855762861619,4228.6481876997996,null,98,1,15.67511047746472,209.91308846382677,1132.9995247439497,null,435,2,34.218749999999993,178.1496014405171,2019.5906250000007,null,609,3,64.476023241800206,131.27668553716541,4634.1562401110095,null,814,4,73.900381698246008,196.29192626637743,4535.7556171717824,null,1093,5,125.65734051412718,163.55583492658687,8267.819765621407,null,609,3,64.476023241800206,131.27668553716541,4634.1562401110095,null,null,701,3,80.392969999664416,123.59855762861619,4228.6481876997996,null,null,null,null,null,null,null,null,null,null,null,null,null,null,null,61,0,0,3,3,0]
["Solar PV",0,1,1,0.33,62,0,0,0,0,0,0,0,0,0,0,0,0,0,0,0,0,null,null,null,null,null,62,1,20.097059871428968,121.04909153916579,121.04909153916579,null,51,1,20.097128333852144,123.70502318692674,4248.7453160336518,null,102,1,15.67511047746472,209.91308846382677,1148.6746352214143,null,439,2,34.218749999999993,178.1496014405171,2053.8093750000007,null,613,3,64.476023241800206,131.27668553716541,4698.6322633528098,null,870,4,73.893924808731185,196.36347132977411,4609.6495419805133,null,1090,5,125.66988811294148,163.80744570080242,8393.4896537343484,null,613,3,64.476023241800206,131.27668553716541,4698.6322633528098,null,null,51,1,20.097128333852144,123.70502318692674,4248.7453160336518,null,null,null,null,null,null,null,null,null,null,null,null,null,null,null,62,0,0,3,3,1]
["Solar PV",0,1,1,0.67,63,0,0,0,0,0,0,0,0,0,0,0,0,0,0,0,0,null,null,null,null,null,63,1,20.097128333852144,123.70502318692674,123.70502318692674,null,55,1,20.097128333852144,123.70502318692674,4268.842444367504,null,106,1,15.67511047746472,209.91308846382677,1164.3497456988789,null,443,2,34.218749999999993,178.1496014405171,2088.0281250000007,null,617,3,64.476023241800206,131.27668553716541,4763.10828659461,null,946,4,80.114369844526607,196.60969863585399,4689.7639118250399,null,1028,5,125.66108707985634,164.25067570884161,8519.1507408142043,null,617,3,64.476023241800206,131.27668553716541,4763.10828659461,null,null,55,1,20.097128333852144,123.70502318692674,4268.842444367504,null,null,null,null,null,null,null,null,null,null,null,null,null,null,null,63,0,0,3,3,2]
["Solar PV",0,1,1,1,64,0,0,0,0,0,0,0,0,0,0,0,0,0,0,0,0,null,null,null,null,null,64,1,20.097194967141768,126.28286462970355,126.28286462970355,null,59,1,20.097128333852144,123.70502318692674,4288.9395727013562,null,110,1,15.67511047746472,209.91308846382677,1180.0248561763435,null,447,2,34.218749999999993,178.1496014405171,2122.2468750000007,null,621,3,64.476023241800206,131.27668553716541,4827.5843098364103,null,774,4,61.264155746370264,196.94849055567553,4751.0280675714102,null,1205,5,141.3645089415439,164.27568141990855,8660.5152497557483,null,621,3,64.476023241800206,131.27668553716541,4827.5843098364103,null,null,59,1,20.097128333852144,123.70502318692674,4288.9395727013562,null,null,null,null,null,null,null,null,null,null,null,null,null,null,null,64,0,0,3,3,3]
[{"$f":"+OFFSET($B$51,CT351,0)","v":"Solar PV"},{"$f":"+OFFSET($C$89,0,CU351)","v":0.33},{"$f":"+OFFSET($C$89,1,CV351)","v":0},{"$f":"+OFFSET($C$89,2,CW351)","v":0},{"$f":"+OFFSET($C$89,3,CX351)","v":0},65,0,0,0,0,0,0,0,0,0,0,0,0,0,0,0,0,null,null,null,null,null,65,1,6.6999174016293006,486.66282022035824,{"$f":"IF(AE351<0,0,AE351)","v":486.66282022035824},null,63,1,20.097128333852144,123.70502318692674,4309.0367010352084,null,179,1,20.096302464324573,210.52608802063571,1200.121158640668,null,354,2,30.831093750000004,179.394748237382,2153.0779687500008,null,692,3,80.402472148790409,134.68355113995355,4907.9867819852007,null,890,4,80.11477963242173,197.0752176525944,4831.1428472038324,null,1067,5,136.18819965304857,164.4318939080888,8796.7034494087966,null,692,3,80.402472148790409,134.68355113995355,4907.9867819852007,null,null,63,1,20.097128333852144,123.70502318692674,4309.0367010352084,null,null,null,null,null,null,null,null,null,null,null,null,null,null,null,{"$f":"+F351","v":65},0,1,0,0,0]
["Solar PV",0.33,0,0,0.33,66,{"$f":"OFFSET($C$60,$CT352,0)+(OFFSET($D$60,$CT352,0)-OFFSET($C$60,$CT352,0))*B352","v":0},{"$f":"+OFFSET($J$78,$CT352,0)","v":0},{"$f":"+OFFSET($J$78,$CT352,1)","v":0},{"$f":"+OFFSET($J$78,$CT352,2)","v":0},{"$f":"OFFSET($C$78,$CT352,0)+(OFFSET($D$78,$CT352,0)-OFFSET($C$78,$CT352,0))*D352","v":0},{"$f":"+OFFSET($F$78,$CT352,0)","v":0},{"$f":"OFFSET($C$69,$CT352,0)+(OFFSET($D$69,$CT352,0)-OFFSET($C$69,$CT352,0))*E352","v":0},{"$f":"+OFFSET($C$51,$CT352,0)/$D$284","v":0},{"$f":"+OFFSET($D$51,$CT352,0)","v":0},{"$f":"+OFFSET($E$51,$CT352,0)","v":0},{"$f":"+OFFSET($F$51,$CT352,0)","v":0},{"$f":"+OFFSET($G$51,$CT352,0)","v":0},{"$f":"+OFFSET($H$51,$CT352,0)","v":0},{"$f":"OFFSET($J$51,$CT352,0)+(OFFSET($K$51,$CT352,0)-OFFSET($J$51,$CT352,0))*C352","v":0},{"$f":"+OFFSET($H$78,$CT352,0)","v":0},{"$f":"+OFFSET($I$78,$CT352,0)","v":0},null,null,null,null,null,{"$f":"+F352","v":66},{"$f":"+CT352+1","v":1},6.699931973166434,494.39129331029778,494.39129331029778,null,52,1,20.097194967141768,126.28286462970355,{"$f":"AL351+AJ352","v":4329.1338960023504},null,183,1,20.096302464324573,210.52608802063571,{"$f":"AR351+AP352","v":1220.2174611049925},null,358,2,30.831093750000004,179.394748237382,{"$f":"AX351+AV352","v":2183.9090625000008},null,696,3,80.402472148790409,134.68355113995355,{"$f":"BD351+BB352","v":4988.389254133991},null,795,4,67.485072649154077,197.81931141830597,{"$f":"BJ351+BH352","v":4898.6279198529865},null,1031,5,125.66076849318355,164.89011117468465,{"$f":"BP351+BN352","v":8922.3642179019807},null,{"$f":"+IF($BR$285=1,AN352,IF($BR$285=2,AT352,IF($BR$285=3,AZ352,IF($BR$285=4,BF352,BL352))))","v":696},{"$f":"+IF($BR$285=1,AO352,IF($BR$285=2,AU352,IF($BR$285=3,BA352,IF($BR$285=4,BG352,BM352))))","v":3},{"$f":"+IF($BR$285=1,AP352,IF($BR$285=2,AV352,IF($BR$285=3,BB352,IF($BR$285=4,BH352,BN352))))","v":80.402472148790409},{"$f":"+IF($BR$285=1,AQ352,IF($BR$285=2,AW352,IF($BR$285=3,BC352,IF($BR$285=4,BI352,BO352))))","v":134.68355113995355},{"$f":"+IF($BR$285=1,AR352,IF($BR$285=2,AX352,IF($BR$285=3,BD352,IF($BR$285=4,BJ352,BP352))))","v":4988.389254133991},null,null,{"$f":"+IF($AL352<$C$21,AH352,\"\")","v":52},{"$f":"+IF($AL352<$C$21,AI352,\"\")","v":1},{"$f":"+IF($AL352<$C$21,AJ352,\"\")","v":20.097194967141768},{"$f":"+IF($AL352<$C$21,AK352,\"\")","v":126.28286462970355},{"$f":"+IF($AL352<$C$21,AL352,\"\")","v":4329.1338960023504},null,null,null,null,null,null,null,null,null,null,null,null,null,null,null,66,{"$f":"+IF(CU352<CU351,IF(CT351+1>CT$286-1,0,CT351+1),CT351)","v":0},{"$f":"+IF(CV352<CV351,IF(CU351+1>CU$286-1,0,CU351+1),CU351)","v":1},{"$f":"+IF(CW352<CW351,IF(CV351+1>CV$286-1,0,CV351+1),CV351)","v":0},{"$f":"+IF(CX352<CX351,IF(CW351+1>CW$286-1,0,CW351+1),CW351)","v":0},{"$f":"+MOD($CS352-1,CX$286)","v":1}]
["Solar PV",0.33,0,0,0.67,{"$f":"+F352+1","v":67},0,0,0,0,0,0,0,0,0,0,0,0,0,0,0,0,null,null,null,null,null,67,1,6.6999469784275245,502.35390965646485,502.35390965646485,null,56,1,20.097194967141768,126.28286462970355,4349.2310909694925,null,187,1,20.096302464324573,210.52608802063571,1240.313763569317,null,362,2,30.831093750000004,179.394748237382,2214.7401562500008,null,700,3,80.402472148790409,134.68355113995355,5068.7917262827814,null,815,4,73.900472727562075,198.45796809069151,4972.5283925805488,null,1143,5,141.36696700260538,164.93861087002077,9063.7311849045855,null,700,3,80.402472148790409,134.68355113995355,5068.7917262827814,null,null,56,1,20.097194967141768,126.28286462970355,4349.2310909694925,null,null,null,null,null,null,null,null,null,null,null,null,null,null,null,67,0,1,0,0,2]
["Solar PV",0.33,0,0,1,68,0,0,0,0,0,0,0,0,0,0,0,0,0,0,0,0,null,null,null,null,null,68,1,6.6999615346495096,510.0822798078334,510.0822798078334,null,60,1,20.097194967141768,126.28286462970355,4369.3282859366345,null,191,1,20.096302464324573,210.52608802063571,1260.4100660336414,null,366,2,30.831093750000004,179.394748237382,2245.5712500000009,null,704,3,80.402472148790409,134.68355113995355,5149.1941984315717,null,871,4,73.893972862772912,198.52582958810245,5046.4223654433217,null,1070,5,136.18780877478659,165.52561736237419,9199.9189936793719,null,704,3,80.402472148790409,134.68355113995355,5149.1941984315717,null,null,60,1,20.097194967141768,126.28286462970355,4369.3282859366345,null,null,null,null,null,null,null,null,null,null,null,null,null,null,null,68,0,1,0,0,3]
["Solar PV",0.33,0,0.33,0,69,0,0,0,0,0,0,0,0,0,0,0,0,0,0,0,0,null,null,null,null,null,69,1,6.6999174016293006,486.66282022035824,486.66282022035824,null,64,1,20.097194967141768,126.28286462970355,4389.4254809037766,null,180,1,20.096333567779968,213.10140694513623,1280.5063996014214,null,436,2,34.218750000000014,181.91700672626058,2279.7900000000009,null,610,3,64.478996550555152,135.83786430351952,5213.6731949821269,null,850,4,67.484605042795806,198.58213443667057,5113.9069704861176,null,1034,5,125.66043566067532,165.54859355572657,9325.5794293400468,null,610,3,64.478996550555152,135.83786430351952,5213.6731949821269,null,null,64,1,20.097194967141768,126.28286462970355,4389.4254809037766,null,null,null,null,null,null,null,null,null,null,null,null,null,null,null,69,0,1,0,1,0]
["Solar PV",0.33,0,0.33,0.33,70,0,0,0,0,0,0,0,0,0,0,0,0,0,0,0,0,null,null,null,null,null,70,1,6.699931973166434,494.39129331029778,494.39129331029778,null,1057,5,136.18762044993898,127.04365701436963,4525.6131013537151,null,184,1,20.096333567779968,213.10140694513623,1300.6027331692014,null,440,2,34.218750000000014,181.91700672626058,2314.0087500000009,null,614,3,64.478996550555152,135.83786430351952,5278.1521915326821,null,947,4,80.114414125982918,198.60420763875288,5194.0213846121005,null,1037,5,125.660108393869,166.18740229490555,9451.2395377339162,null,614,3,64.478996550555152,135.83786430351952,5278.1521915326821,null,null,1057,5,136.18762044993898,127.04365701436963,4525.6131013537151,null,null,null,null,null,null,null,null,null,null,null,null,null,null,null,70,0,1,0,1,1]
["Solar PV",0.33,0,0.33,0.67,71,0,0,0,0,0,0,0,0,0,0,0,0,0,0,0,0,null,null,null,null,null,71,1,6.6999469784275245,502.35390965646485,502.35390965646485,null,690,3,80.396093025272179,127.25660445209675,4606.0091943789876,null,188,1,20.096333567779968,213.10140694513623,1320.6990667369814,null,444,2,34.218750000000014,181.91700672626058,2348.2275000000009,null,618,3,64.478996550555152,135.83786430351952,5342.6311880832372,null,891,4,80.114831772516553,199.0696768187166,5274.136216384617,null,1169,5,130.85358728996218,166.59127317330189,9582.0931250238791,null,618,3,64.478996550555152,135.83786430351952,5342.6311880832372,null,null,690,3,80.396093025272179,127.25660445209675,4606.0091943789876,null,null,null,null,null,null,null,null,null,null,null,null,null,null,null,71,0,1,0,1,2]
["Solar PV",0.33,0,0.33,1,72,0,0,0,0,0,0,0,0,0,0,0,0,0,0,0,0,null,null,null,null,null,72,1,6.6999615346495096,510.0822798078334,510.0822798078334,null,694,3,80.396093025272179,127.25660445209675,4686.40528740426,null,192,1,20.096333567779968,213.10140694513623,1340.7954003047614,null,448,2,34.218750000000014,181.91700672626058,2382.4462500000009,null,622,3,64.478996550555152,135.83786430351952,5407.1101846337924,null,775,4,61.264204327071795,199.55662419143437,5335.4004207116886,null,1146,5,141.36668608682828,166.65792908824912,9723.459811110708,null,622,3,64.478996550555152,135.83786430351952,5407.1101846337924,null,null,694,3,80.396093025272179,127.25660445209675,4686.40528740426,null,null,null,null,null,null,null,null,null,null,null,null,null,null,null,72,0,1,0,1,3]
["Solar PV",0.33,0,0.67,0,73,0,0,0,0,0,0,0,0,0,0,0,0,0,0,0,0,null,null,null,null,null,73,1,6.6999174016293006,486.66282022035824,486.66282022035824,null,698,3,80.396093025272179,127.25660445209675,4766.8013804295324,null,99,1,15.675142510361301,213.31484206081916,1356.4705428151228,null,273,2,27.340781249999999,182.35011014633102,2409.7870312500008,null,611,3,64.482074692368215,140.53726236159852,5471.5922593261603,null,796,4,67.485124750602253,200.11740676720459,5402.8855454622908,null,1110,5,130.84119916442842,166.95607605637187,9854.3010102751359,null,611,3,64.482074692368215,140.53726236159852,5471.5922593261603,null,null,698,3,80.396093025272179,127.25660445209675,4766.8013804295324,null,null,null,null,null,null,null,null,null,null,null,null,null,null,null,73,0,1,0,2,0]
["Solar PV",0.33,0,0.67,0.33,74,0,0,0,0,0,0,0,0,0,0,0,0,0,0,0,0,null,null,null,null,null,74,1,6.699931973166434,494.39129331029778,494.39129331029778,null,702,3,80.396093025272179,127.25660445209675,4847.1974734548048,null,103,1,15.675142510361301,213.31484206081916,1372.1456853254842,null,277,2,27.340781249999999,182.35011014633102,2437.1278125000008,null,615,3,64.482074692368215,140.53726236159852,5536.0743340185281,null,948,4,80.114457121661871,200.54005520990842,5483.0000025839527,null,1107,5,130.85421527450512,167.07067230353479,9985.1552255496408,null,615,3,64.482074692368215,140.53726236159852,5536.0743340185281,null,null,702,3,80.396093025272179,127.25660445209675,4847.1974734548048,null,null,null,null,null,null,null,null,null,null,null,null,null,null,null,74,0,1,0,2,1]
["Solar PV",0.33,0,0.67,0.67,75,0,0,0,0,0,0,0,0,0,0,0,0,0,0,0,0,null,null,null,null,null,75,1,6.6999469784275245,502.35390965646485,502.35390965646485,null,691,3,80.399323736980776,131.02550224720753,4927.5967971917853,null,107,1,15.675142510361301,213.31484206081916,1387.8208278358456,null,281,2,27.340781249999999,182.35011014633102,2464.4685937500008,null,619,3,64.482074692368215,140.53726236159852,5600.556408710896,null,816,4,73.900561139861679,200.56030608951403,5556.9005637238142,null,1084,5,141.37443223461668,168.01724492731051,10126.529657784258,null,619,3,64.482074692368215,140.53726236159852,5600.556408710896,null,null,691,3,80.399323736980776,131.02550224720753,4927.5967971917853,null,null,null,null,null,null,null,null,null,null,null,null,null,null,null,75,0,1,0,2,2]
["Solar PV",0.33,0,0.67,1,76,0,0,0,0,0,0,0,0,0,0,0,0,0,0,0,0,null,null,null,null,null,76,1,6.6999615346495096,510.0822798078334,510.0822798078334,null,695,3,80.399323736980776,131.02550224720753,5007.9961209287658,null,111,1,15.675142510361301,213.31484206081916,1403.4959703462071,null,285,2,27.340781249999999,182.35011014633102,2491.8093750000007,null,623,3,64.482074692368215,140.53726236159852,5665.0384834032639,null,872,4,73.89401952124804,200.6245893244953,5630.7945832450623,null,1113,5,130.84098862930264,168.26613153171371,10257.370646413561,null,623,3,64.482074692368215,140.53726236159852,5665.0384834032639,null,null,695,3,80.399323736980776,131.02550224720753,5007.9961209287658,null,null,null,null,null,null,null,null,null,null,null,null,null,null,null,76,0,1,0,2,3]
["Solar PV",0.33,0,1,0,77,0,0,0,0,0,0,0,0,0,0,0,0,0,0,0,0,null,null,null,null,null,77,1,6.6999174016293006,486.66282022035824,486.66282022035824,null,699,3,80.399323736980776,131.02550224720753,5088.3954446657463,null,17,1,11.119980166789926,213.84795902827955,1414.615950512997,null,497,2,34.218749999999993,183.3703898513169,2526.0281250000007,null,753,3,80.392508692845411,141.38134430231,5745.4309920961095,null,851,4,67.484649280127627,200.94991974139532,5698.2792325251903,null,1048,5,130.84619235254252,168.3140962573132,10388.216838766104,null,753,3,80.392508692845411,141.38134430231,5745.4309920961095,null,null,699,3,80.399323736980776,131.02550224720753,5088.3954446657463,null,null,null,null,null,null,null,null,null,null,null,null,null,null,null,77,0,1,0,3,0]
["Solar PV",0.33,0,1,0.33,78,0,0,0,0,0,0,0,0,0,0,0,0,0,0,0,0,null,null,null,null,null,78,1,6.699931973166434,494.39129331029778,494.39129331029778,null,703,3,80.399323736980776,131.02550224720753,5168.7947684027267,null,21,1,11.119980166789926,213.84795902827955,1425.7359306797869,null,501,2,34.218749999999993,183.3703898513169,2560.2468750000007,null,757,3,80.392508692845411,141.38134430231,5825.8235007889552,null,892,4,80.114882395300143,201.00547528146637,5778.3941149204902,null,1149,5,141.36640845899583,168.32636497121229,10529.5832472251,null,757,3,80.392508692845411,141.38134430231,5825.8235007889552,null,null,703,3,80.399323736980776,131.02550224720753,5168.7947684027267,null,null,null,null,null,null,null,null,null,null,null,null,null,null,null,78,0,1,0,3,1]
["Solar PV",0.33,0,1,0.67,79,0,0,0,0,0,0,0,0,0,0,0,0,0,0,0,0,null,null,null,null,null,79,1,6.6999469784275245,502.35390965646485,502.35390965646485,null,1074,5,141.37380463612882,131.26293120199685,5310.1685730388554,null,25,1,11.119980166789926,213.84795902827955,1436.8559108465768,null,505,2,34.218749999999993,183.3703898513169,2594.4656250000007,null,761,3,80.392508692845411,141.38134430231,5906.2160094818009,null,776,4,61.264251500402878,202.08804830572956,5839.6583664208929,null,1124,5,136.18282035077914,168.85550497509254,10665.76606757588,null,761,3,80.392508692845411,141.38134430231,5906.2160094818009,null,null,1074,5,141.37380463612882,131.26293120199685,5310.1685730388554,null,null,null,null,null,null,null,null,null,null,null,null,null,null,null,79,0,1,0,3,2]
["Solar PV",0.33,0,1,1,80,0,0,0,0,0,0,0,0,0,0,0,0,0,0,0,0,null,null,null,null,null,80,1,6.6999615346495096,510.0822798078334,510.0822798078334,null,609,3,64.476023241800206,131.27668553716541,5374.6445962806556,null,29,1,11.119980166789926,213.84795902827955,1447.9758910133667,null,509,2,34.218749999999993,183.3703898513169,2628.6843750000007,null,765,3,80.392508692845411,141.38134430231,5986.6085181746466,null,852,4,67.484692236114654,203.24806515613886,5907.1430586570077,null,1186,5,136.20002461884442,169.54930346526356,10801.966092194723,null,765,3,80.392508692845411,141.38134430231,5986.6085181746466,null,null,609,3,64.476023241800206,131.27668553716541,5374.6445962806556,null,null,null,null,null,null,null,null,null,null,null,null,null,null,null,80,0,1,0,3,3]
["Solar PV",0.33,0.33,0,0,81,0,0,0,0,0,0,0,0,0,0,0,0,0,0,0,0,null,null,null,null,null,81,1,11.120188277246582,291.50504929196438,291.50504929196438,null,613,3,64.476023241800206,131.27668553716541,5439.1206195224559,null,100,1,15.675173599813759,216.616531389329,1463.6510646131803,null,355,2,30.831093749999987,183.69727340049491,2659.5154687500008,null,754,3,80.39521988730003,145.03942549998288,6067.0037380619469,null,797,4,67.48496286883956,205.01635451574347,5974.6280215258475,null,1051,5,130.84581551207117,169.61693248632224,10932.811907706795,null,754,3,80.39521988730003,145.03942549998288,6067.0037380619469,null,null,613,3,64.476023241800206,131.27668553716541,5439.1206195224559,null,null,null,null,null,null,null,null,null,null,null,null,null,null,null,81,0,1,1,0,0]
["Solar PV",0.33,0.33,0,0.33,82,0,0,0,0,0,0,0,0,0,0,0,0,0,0,0,0,null,null,null,null,null,82,1,11.120212840250559,296.16166962457453,296.16166962457453,null,617,3,64.476023241800206,131.27668553716541,5503.5966427642561,null,104,1,15.675173599813759,216.616531389329,1479.326238212994,null,359,2,30.831093749999987,183.69727340049491,2690.3465625000008,null,758,3,80.39521988730003,145.03942549998288,6147.3989579492472,null,873,4,73.893876290820828,206.48738201582461,6048.5218978166686,null,1087,5,141.37399225310776,169.68034817636629,11074.185899959903,null,{"$f":"+IF($BR$285=1,AN368,IF($BR$285=2,AT368,IF($BR$285=3,AZ368,IF($BR$285=4,BF368,BL368))))","v":758},{"$f":"+IF($BR$285=1,AO368,IF($BR$285=2,AU368,IF($BR$285=3,BA368,IF($BR$285=4,BG368,BM368))))","v":3},{"$f":"+IF($BR$285=1,AP368,IF($BR$285=2,AV368,IF($BR$285=3,BB368,IF($BR$285=4,BH368,BN368))))","v":80.39521988730003},{"$f":"+IF($BR$285=1,AQ368,IF($BR$285=2,AW368,IF($BR$285=3,BC368,IF($BR$285=4,BI368,BO368))))","v":145.03942549998288},{"$f":"+IF($BR$285=1,AR368,IF($BR$285=2,AX368,IF($BR$285=3,BD368,IF($BR$285=4,BJ368,BP368))))","v":6147.3989579492472},null,null,617,3,64.476023241800206,131.27668553716541,5503.5966427642561,null,null,null,null,null,null,null,null,null,null,null,null,null,null,null,82,0,1,1,0,1]
["Solar PV",0.33,0.33,0,0.67,83,0,0,0,0,0,0,0,0,0,0,0,0,0,0,0,0,null,null,null,null,null,83,1,11.120238166239801,300.95939892563808,300.95939892563808,null,621,3,64.476023241800206,131.27668553716541,5568.0726660060564,null,108,1,15.675173599813759,216.616531389329,1495.0014118128076,null,363,2,30.831093749999987,183.69727340049491,2721.1776562500008,null,762,3,80.39521988730003,145.03942549998288,6227.7941778365475,null,949,4,80.114329083119273,206.53760829850478,6128.6362268997882,null,1127,5,136.18259080338422,170.21349682623534,11210.368490763287,null,762,3,80.39521988730003,145.03942549998288,{"$f":"+IF($BR$285=1,AR369,IF($BR$285=2,AX369,IF($BR$285=3,BD369,IF($BR$285=4,BJ369,BP369))))","v":6227.7941778365475},null,null,621,3,64.476023241800206,131.27668553716541,5568.0726660060564,null,null,null,null,null,null,null,null,null,null,null,null,null,null,null,83,0,1,1,0,2]
["Solar PV",0.33,0.33,0,1,84,0,0,0,0,0,0,0,0,0,0,0,0,0,0,0,0,null,null,null,null,null,84,1,11.120262765478365,305.61601783569608,305.61601783569608,null,1041,5,130.84504726975049,131.50955512004242,5698.9177132758068,null,112,1,15.675173599813759,216.616531389329,1510.6765854126213,null,367,2,30.831093749999987,183.69727340049491,2752.0087500000009,null,766,3,80.39521988730003,145.03942549998288,6308.1893977238478,null,777,4,61.264106712199229,206.63968349082595,6189.9003336119877,null,1265,5,141.36717388175055,170.24102323758908,11351.735664645037,null,766,3,80.39521988730003,145.03942549998288,6308.1893977238478,null,null,1041,5,130.84504726975049,131.50955512004242,5698.9177132758068,null,null,null,null,null,null,null,null,null,null,null,null,null,null,null,84,0,1,1,0,3]
["Solar PV",0.33,0.33,0.33,0,85,0,0,0,0,0,0,0,0,0,0,0,0,0,0,0,0,null,null,null,null,null,85,1,11.120188277246582,291.50504929196438,291.50504929196438,null,1077,5,141.37335547028437,132.92550109665271,5840.2910687460908,null,18,1,11.120010937223547,218.50248446756467,1521.7965963498448,null,274,2,27.340781249999988,187.0555114245295,2779.3495312500008,null,612,3,64.485076674668576,145.09844452416607,6372.6744743985164,null,893,4,80.114724609497515,207.00232404808114,6270.0150582214856,null,1054,5,130.84542410770058,170.3507783957055,11482.581088752737,null,612,3,64.485076674668576,145.09844452416607,6372.6744743985164,null,null,1077,5,141.37335547028437,132.92550109665271,5840.2910687460908,null,null,null,null,null,null,null,null,null,null,null,null,null,null,null,85,0,1,1,1,0]
["Solar PV",0.33,0.33,0.33,0.33,86,0,0,0,0,0,0,0,0,0,0,0,0,0,0,0,0,null,null,null,null,null,86,1,11.120212840250559,296.16166962457453,296.16166962457453,null,692,3,80.402472148790409,134.68355113995355,5920.6935408948812,null,22,1,11.120010937223547,218.50248446756467,1532.9166072870682,null,278,2,27.340781249999988,187.0555114245295,2806.6903125000008,null,616,3,64.485076674668576,145.09844452416607,6437.159551073185,null,798,4,67.485014934534945,207.31445105168814,6337.5000731560203,null,1189,5,136.19943290817156,170.8802094575249,11618.780521660909,null,616,3,64.485076674668576,145.09844452416607,6437.159551073185,null,null,692,3,80.402472148790409,134.68355113995355,5920.6935408948812,null,null,null,null,null,null,null,null,null,null,null,null,null,null,null,86,0,1,1,1,1]
["Solar PV",0.33,0.33,0.33,0.67,87,0,0,0,0,0,0,0,0,0,0,0,0,0,0,0,0,null,null,null,null,null,87,1,11.120238166239801,300.95939892563808,300.95939892563808,null,696,3,80.402472148790409,134.68355113995355,6001.0960130436715,null,26,1,11.120010937223547,218.50248446756467,1544.0366182242917,null,282,2,27.340781249999988,187.0555114245295,2834.0310937500008,null,620,3,64.485076674668576,145.09844452416607,6501.6446277478535,null,853,4,67.484564067948099,208.14776214993435,6404.9846372239681,null,1130,5,136.18234791840919,171.61221916376664,11754.962869579318,null,620,3,64.485076674668576,145.09844452416607,6501.6446277478535,null,null,696,3,80.402472148790409,134.68355113995355,6001.0960130436715,null,null,null,null,null,null,null,null,null,null,null,null,null,null,null,87,0,1,1,1,2]
["Solar PV",0.33,0.33,0.33,1,88,0,0,0,0,0,0,0,0,0,0,0,0,0,0,0,0,null,null,null,null,null,88,1,11.120262765478365,305.61601783569608,305.61601783569608,null,700,3,80.402472148790409,134.68355113995355,6081.4984851924619,null,30,1,11.120010937223547,218.50248446756467,1555.1566291615152,null,286,2,27.340781249999988,187.0555114245295,2861.3718750000007,null,624,3,64.485076674668576,145.09844452416607,6566.1297044225221,null,950,4,80.114372080005282,208.47345956913637,6485.0990093039736,null,1203,5,141.37889024028834,171.98614492705502,11896.341759819607,null,624,3,64.485076674668576,145.09844452416607,6566.1297044225221,null,null,700,3,80.402472148790409,134.68355113995355,6081.4984851924619,null,null,null,null,null,null,null,null,null,null,null,null,null,null,null,88,0,1,1,1,3]
["Solar PV",0.33,0.33,0.67,0,89,0,0,0,0,0,0,0,0,0,0,0,0,0,0,0,0,null,null,null,null,null,89,1,11.120188277246582,291.50504929196438,291.50504929196438,null,704,3,80.402472148790409,134.68355113995355,6161.9009573412523,null,19,1,11.120042643046339,223.29803389573274,1566.2766718045616,null,498,2,34.218749999999993,187.13515780173435,2895.5906250000007,null,529,3,48.076531541470615,146.3340009413036,6614.2062359639931,null,874,4,73.893922938401303,208.58614479187966,6558.992932242375,null,1153,5,125.66020203806863,172.05296465480714,12022.001961857675,null,529,3,48.076531541470615,146.3340009413036,6614.2062359639931,null,null,704,3,80.402472148790409,134.68355113995355,6161.9009573412523,null,null,null,null,null,null,null,null,null,null,null,null,null,null,null,89,0,1,1,2,0]
["Solar PV",0.33,0.33,0.67,0.33,90,0,0,0,0,0,0,0,0,0,0,0,0,0,0,0,0,null,null,null,null,null,90,1,11.120212840250559,296.16166962457453,296.16166962457453,null,1058,5,136.18794906283176,135.57487336082153,6298.0889064040839,null,23,1,11.120042643046339,223.29803389573274,1577.396714447608,null,502,2,34.218749999999993,187.13515780173435,2929.8093750000007,null,533,3,48.076531541470615,146.3340009413036,6662.2827675054641,null,894,4,80.114775208631187,208.93812392439565,6639.1077074510058,null,1206,5,141.36489653061363,172.5030389084481,12163.366858388288,null,533,3,48.076531541470615,146.3340009413036,6662.2827675054641,null,null,1058,5,136.18794906283176,135.57487336082153,6298.0889064040839,null,null,null,null,null,null,null,null,null,null,null,null,null,null,null,90,0,1,1,2,1]
["Solar PV",0.33,0.33,0.67,0.67,91,0,0,0,0,0,0,0,0,0,0,0,0,0,0,0,0,null,null,null,null,null,91,1,11.120238166239801,300.95939892563808,300.95939892563808,null,610,3,64.478996550555152,135.83786430351952,6362.5679029546391,null,27,1,11.120042643046339,223.29803389573274,1588.5167570906544,null,506,2,34.218749999999993,187.13515780173435,2964.0281250000007,null,537,3,48.076531541470615,146.3340009413036,6710.3592990469351,null,929,4,73.899842236982337,209.07684239140889,6713.0075496879881,null,1094,5,125.65772204681787,172.81065552328832,12289.024580435105,null,537,3,48.076531541470615,146.3340009413036,6710.3592990469351,null,null,610,3,64.478996550555152,135.83786430351952,6362.5679029546391,null,null,null,null,null,null,null,null,null,null,null,null,null,null,null,91,0,1,1,2,2]
["Solar PV",0.33,0.33,0.67,1,92,0,0,0,0,0,0,0,0,0,0,0,0,0,0,0,0,null,null,null,null,null,92,1,11.120262765478365,305.61601783569608,305.61601783569608,null,614,3,64.478996550555152,135.83786430351952,6427.0468995051942,null,31,1,11.120042643046339,223.29803389573274,1599.6367997337009,null,510,2,34.218749999999993,187.13515780173435,2998.2468750000007,null,541,3,48.076531541470615,146.3340009413036,6758.4358305884061,null,778,4,61.264153865708415,209.1711109920698,6774.2717035536962,null,1068,5,136.18860836995475,172.96727831598338,12425.213188805061,null,541,3,48.076531541470615,146.3340009413036,6758.4358305884061,null,null,614,3,64.478996550555152,135.83786430351952,6427.0468995051942,null,null,null,null,null,null,null,null,null,null,null,null,null,null,null,92,0,1,1,2,3]
["Solar PV",0.33,0.33,1,0,93,0,0,0,0,0,0,0,0,0,0,0,0,0,0,0,0,null,null,null,null,null,93,1,11.120188277246582,291.50504929196438,291.50504929196438,null,618,3,64.478996550555152,135.83786430351952,6491.5258960557494,null,20,1,11.120073419036375,227.95251604386777,1610.7568731527372,null,356,2,30.831093750000001,187.87343859615424,3029.0779687500008,null,755,3,80.398023077207,148.80835868821092,6838.8338536656129,null,799,4,67.485068597949933,209.68218653059384,6841.7567721516461,null,1133,5,136.18210629078462,172.96941214698293,12561.395295095845,null,755,3,80.398023077207,148.80835868821092,6838.8338536656129,null,null,618,3,64.478996550555152,135.83786430351952,6491.5258960557494,null,null,null,null,null,null,null,null,null,null,null,null,null,null,null,93,0,1,1,3,0]
["Solar PV",0.33,0.33,1,0.33,94,0,0,0,0,0,0,0,0,0,0,0,0,0,0,0,0,null,null,null,null,null,94,1,11.120212840250559,296.16166962457453,296.16166962457453,null,622,3,64.478996550555152,135.83786430351952,6556.0048926063046,null,24,1,11.120073419036375,227.95251604386777,1621.8769465717735,null,360,2,30.831093750000001,187.87343859615424,3059.9090625000008,null,759,3,80.398023077207,148.80835868821092,6919.2318767428196,null,854,4,67.484607019033689,210.44591170084973,6909.2413791706795,null,1144,5,141.36732120895951,173.16068397656585,12702.762616304804,null,{"$f":"+IF($BR$285=1,AN380,IF($BR$285=2,AT380,IF($BR$285=3,AZ380,IF($BR$285=4,BF380,BL380))))","v":759},{"$f":"+IF($BR$285=1,AO380,IF($BR$285=2,AU380,IF($BR$285=3,BA380,IF($BR$285=4,BG380,BM380))))","v":3},{"$f":"+IF($BR$285=1,AP380,IF($BR$285=2,AV380,IF($BR$285=3,BB380,IF($BR$285=4,BH380,BN380))))","v":80.398023077207},{"$f":"+IF($BR$285=1,AQ380,IF($BR$285=2,AW380,IF($BR$285=3,BC380,IF($BR$285=4,BI380,BO380))))","v":148.80835868821092},{"$f":"+IF($BR$285=1,AR380,IF($BR$285=2,AX380,IF($BR$285=3,BD380,IF($BR$285=4,BJ380,BP380))))","v":6919.2318767428196},null,null,622,3,64.478996550555152,135.83786430351952,6556.0048926063046,null,null,null,null,null,null,null,null,null,null,null,null,null,null,null,94,0,1,1,3,1]
["Solar PV",0.33,0.33,1,0.67,95,0,0,0,0,0,0,0,0,0,0,0,0,0,0,0,0,null,null,null,null,null,95,1,11.120238166239801,300.95939892563808,300.95939892563808,null,1025,5,125.66000699999972,136.2229124846734,6681.6648996063041,null,28,1,11.120073419036375,227.95251604386777,1632.9970199908098,null,364,2,30.831093750000001,187.87343859615424,3090.7401562500008,null,763,3,80.398023077207,148.80835868821092,6999.6298998200264,null,951,4,80.114416397018232,210.46797362484483,6989.3557955676979,null,1091,5,125.67031682606184,173.34459841482382,12828.432933130865,null,763,3,80.398023077207,148.80835868821092,6999.6298998200264,null,null,1025,5,125.66000699999972,136.2229124846734,6681.6648996063041,null,null,null,null,null,null,null,null,null,null,null,null,null,null,null,95,0,1,1,3,2]
["Solar PV",0.33,0.33,1,1,96,0,0,0,0,0,0,0,0,0,0,0,0,0,0,0,0,null,null,null,null,null,96,1,11.120262765478365,305.61601783569608,305.61601783569608,null,1061,5,136.18756999195352,136.92717910312348,6817.8524695982578,null,32,1,11.120073419036375,227.95251604386777,1644.1170934098461,null,368,2,30.831093750000001,187.87343859615424,3121.5712500000009,null,767,3,80.398023077207,148.80835868821092,7080.0279228972331,null,875,4,73.893971017991475,210.74850671489739,7063.249766585689,null,1097,5,125.65751968868975,173.75456959517351,12954.090452819555,null,767,3,80.398023077207,148.80835868821092,7080.0279228972331,null,null,1061,5,136.18756999195352,136.92717910312348,6817.8524695982578,null,null,null,null,null,null,null,null,null,null,null,null,null,null,null,96,0,1,1,3,3]
["Solar PV",0.33,0.67,0,0,97,0,0,0,0,0,0,0,0,0,0,0,0,0,0,0,0,null,null,null,null,null,97,1,15.675079383139293,206.61137261760337,206.61137261760337,null,1137,5,141.3661753458841,138.35485075926772,6959.2186449441415,null,241,1,20.096580199372713,248.30502059286977,1664.2136736092189,null,417,2,30.831093750000004,189.45673364753523,3152.4023437500009,null,530,3,48.07924009926051,152.45119662675165,7128.1071629964936,null,895,4,80.114827357908695,210.93258427455675,7143.3645939435974,null,1032,5,125.66112821773579,174.13942764614868,13079.751581037292,null,530,3,48.07924009926051,152.45119662675165,7128.1071629964936,null,null,1137,5,141.3661753458841,138.35485075926772,6959.2186449441415,null,null,null,null,null,null,null,null,null,null,null,null,null,null,null,97,0,1,2,0,0]
["Solar PV",0.33,0.67,0,0.33,98,0,0,0,0,0,0,0,0,0,0,0,0,0,0,0,0,null,null,null,null,null,98,1,15.67511047746472,209.91308846382677,209.91308846382677,null,1075,5,141.37419408965752,139.7321036462823,7100.5928390337995,null,245,1,20.096580199372713,248.30502059286977,1684.3102538085916,null,421,2,30.831093750000004,189.45673364753523,3183.2334375000009,null,534,3,48.07924009926051,152.45119662675165,7176.186403095754,null,930,4,73.899884720585945,211.17602319155466,7217.2644786641831,null,1071,5,136.18816807946723,174.31642185904033,13215.939749116758,null,534,3,48.07924009926051,152.45119662675165,7176.186403095754,null,null,1075,5,141.37419408965752,139.7321036462823,7100.5928390337995,null,null,null,null,null,null,null,null,null,null,null,null,null,null,null,98,0,1,2,0,1]
["Solar PV",0.33,0.67,0,0.67,99,0,0,0,0,0,0,0,0,0,0,0,0,0,0,0,0,null,null,null,null,null,99,1,15.675142510361301,213.31484206081916,213.31484206081916,null,1042,5,130.84542561032828,140.39268061811674,7231.4382646441281,null,249,1,20.096580199372713,248.30502059286977,1704.4068340079643,null,425,2,30.831093750000004,189.45673364753523,3214.064531250001,null,538,3,48.07924009926051,152.45119662675165,7224.2656431950145,null,779,4,61.264202470377924,211.77924874211433,7278.5286811345613,null,1209,5,141.36472025164178,174.47529216129971,13357.304469368401,null,538,3,48.07924009926051,152.45119662675165,7224.2656431950145,null,null,1042,5,130.84542561032828,140.39268061811674,7231.4382646441281,null,null,null,null,null,null,null,null,null,null,null,null,null,null,null,99,0,1,2,0,2]
["Solar PV",0.33,0.67,0,1,100,0,0,0,0,0,0,0,0,0,0,0,0,0,0,0,0,null,null,null,null,null,100,1,15.675173599813759,216.616531389329,216.616531389329,null,611,3,64.482074692368215,140.53726236159852,7295.920339336496,null,253,1,20.096580199372713,248.30502059286977,1724.5034142073371,null,429,2,30.831093750000004,189.45673364753523,3244.895625000001,null,542,3,48.07924009926051,152.45119662675165,7272.344883294275,null,800,4,67.485120702450061,211.98028239882782,7346.0138018370117,null,1035,5,125.66080998876615,175.07846958833542,13482.965279357166,null,542,3,48.07924009926051,152.45119662675165,7272.344883294275,null,null,611,3,64.482074692368215,140.53726236159852,7295.920339336496,null,null,null,null,null,null,null,null,null,null,null,null,null,null,null,100,0,1,2,0,3]
["Solar PV",0.33,0.67,0.33,0,101,0,0,0,0,0,0,0,0,0,0,0,0,0,0,0,0,null,null,null,null,null,101,1,15.675079383139293,206.61137261760337,206.61137261760337,null,615,3,64.482074692368215,140.53726236159852,7360.4024140288639,null,242,1,20.096608257076625,250.88145652423412,1744.6000224644138,null,499,2,34.218749999999993,191.01403467552836,3279.114375000001,null,756,3,80.400753405543924,152.46644191001815,7352.7456366998185,null,952,4,80.114459427300531,212.4038261123001,7426.1282612643126,null,1147,5,141.36705467931912,175.12939909600428,13624.332334036484,null,756,3,80.400753405543924,152.46644191001815,7352.7456366998185,null,null,615,3,64.482074692368215,140.53726236159852,7360.4024140288639,null,null,null,null,null,null,null,null,null,null,null,null,null,null,null,101,0,1,2,1,0]
["Solar PV",0.33,0.67,0.33,0.33,102,0,0,0,0,0,0,0,0,0,0,0,0,0,0,0,0,null,null,null,null,null,102,1,15.67511047746472,209.91308846382677,209.91308846382677,null,619,3,64.482074692368215,140.53726236159852,7424.8844887212317,null,246,1,20.096608257076625,250.88145652423412,1764.6966307214905,null,503,2,34.218749999999993,191.01403467552836,3313.333125000001,null,760,3,80.400753405543924,152.46644191001815,7433.1463901053621,null,833,4,61.264764666289835,212.73907841271438,7487.3930259306026,null,1038,5,125.66047500798766,175.43723916032377,13749.992809044472,null,760,3,80.400753405543924,152.46644191001815,7433.1463901053621,null,null,619,3,64.482074692368215,140.53726236159852,7424.8844887212317,null,null,null,null,null,null,null,null,null,null,null,null,null,null,null,102,0,1,2,1,1]
["Solar PV",0.33,0.67,0.33,0.67,103,0,0,0,0,0,0,0,0,0,0,0,0,0,0,0,0,null,null,null,null,null,103,1,15.675142510361301,213.31484206081916,213.31484206081916,null,623,3,64.482074692368215,140.53726236159852,7489.3665634135996,null,250,1,20.096608257076625,250.88145652423412,1784.7932389785672,null,507,2,34.218749999999993,191.01403467552836,3347.551875000001,null,764,3,80.400753405543924,152.46644191001815,7513.5471435109057,null,855,4,67.48465129209373,212.81370303978196,7554.8776772226965,null,1170,5,130.85396657818268,175.48134090086168,13880.846775622655,null,764,3,80.400753405543924,152.46644191001815,7513.5471435109057,null,null,623,3,64.482074692368215,140.53726236159852,7489.3665634135996,null,null,null,null,null,null,null,null,null,null,null,null,null,null,null,103,0,1,2,1,2]
["Solar PV",0.33,0.67,0.33,1,104,0,0,0,0,0,0,0,0,0,0,0,0,0,0,0,0,null,null,null,null,null,104,1,15.675173599813759,216.616531389329,216.616531389329,null,1078,5,141.37373601169551,141.14574909798927,7630.7402994252952,null,254,1,20.096608257076625,250.88145652423412,1804.8898472356439,null,511,2,34.218749999999993,191.01403467552836,3381.770625000001,null,768,3,80.400753405543924,152.46644191001815,7593.9478969164493,null,876,4,73.894017701414612,212.84727002865904,7628.7716949241112,null,1108,5,130.85465062683772,175.96069986829815,14011.701426249492,null,768,3,80.400753405543924,152.46644191001815,7593.9478969164493,null,null,1078,5,141.37373601169551,141.14574909798927,7630.7402994252952,null,null,null,null,null,null,null,null,null,null,null,null,null,null,null,104,0,1,2,1,3]
["Solar PV",0.33,0.67,0.67,0,105,0,0,0,0,0,0,0,0,0,0,0,0,0,0,0,0,null,null,null,null,null,105,1,15.675079383139293,206.61137261760337,206.61137261760337,null,753,3,80.392508692845411,141.38134430231,7711.1328081181409,null,243,1,20.096637177125203,253.53596523982102,1824.986484412769,null,275,2,27.340781249999992,191.90364940283416,3409.111406250001,null,673,3,64.475383578423433,154.11964797372161,7658.4232804948724,null,896,4,80.114877989753552,212.86838390416614,7708.8865729138652,null,1111,5,130.84157897069474,176.11158000366876,14142.543005220186,null,673,3,64.475383578423433,154.11964797372161,7658.4232804948724,null,null,753,3,80.392508692845411,141.38134430231,7711.1328081181409,null,null,null,null,null,null,null,null,null,null,null,null,null,null,null,105,0,1,2,2,0]
["Solar PV",0.33,0.67,0.67,0.33,106,0,0,0,0,0,0,0,0,0,0,0,0,0,0,0,0,null,null,null,null,null,106,1,15.67511047746472,209.91308846382677,209.91308846382677,null,757,3,80.392508692845411,141.38134430231,7791.5253168109866,null,247,1,20.096637177125203,253.53596523982102,1845.0831215898941,null,279,2,27.340781249999992,191.90364940283416,3436.4521875000009,null,677,3,64.475383578423433,154.11964797372161,7722.8986640732955,null,931,4,73.899928611874344,213.33883386745345,7782.7865015257394,null,1173,5,130.85357613051391,176.4766130934762,14273.3965813507,null,677,3,64.475383578423433,154.11964797372161,7722.8986640732955,null,null,757,3,80.392508692845411,141.38134430231,7791.5253168109866,null,null,null,null,null,null,null,null,null,null,null,null,null,null,null,106,0,1,2,2,1]
["Solar PV",0.33,0.67,0.67,0.67,107,0,0,0,0,0,0,0,0,0,0,0,0,0,0,0,0,null,null,null,null,null,107,1,15.675142510361301,213.31484206081916,213.31484206081916,null,761,3,80.392508692845411,141.38134430231,7871.9178255038323,null,251,1,20.096637177125203,253.53596523982102,1865.1797587670192,null,283,2,27.340781249999992,191.90364940283416,3463.7929687500009,null,681,3,64.475383578423433,154.11964797372161,7787.3740476517187,null,780,4,61.264249667160435,214.31067688026593,7844.0507511929,null,1150,5,141.36676945052238,176.54889336241686,14414.763350801222,null,681,3,64.475383578423433,154.11964797372161,7787.3740476517187,null,null,761,3,80.392508692845411,141.38134430231,7871.9178255038323,null,null,null,null,null,null,null,null,null,null,null,null,null,null,null,107,0,1,2,2,2]
["Solar PV",0.33,0.67,0.67,1,108,0,0,0,0,0,0,0,0,0,0,0,0,0,0,0,0,null,null,null,null,null,108,1,15.675173599813759,216.616531389329,216.616531389329,null,765,3,80.392508692845411,141.38134430231,7952.310334196678,null,255,1,20.096637177125203,253.53596523982102,1885.2763959441443,null,287,2,27.340781249999992,191.90364940283416,3491.1337500000009,null,685,3,64.475383578423433,154.11964797372161,7851.8494312301418,null,856,4,67.4846942828664,215.11185432806968,7911.5354454757662,null,1249,5,136.19121445293146,176.74779846354161,14550.954565254153,null,685,3,64.475383578423433,154.11964797372161,7851.8494312301418,null,null,765,3,80.392508692845411,141.38134430231,7952.310334196678,null,null,null,null,null,null,null,null,null,null,null,null,null,null,null,108,0,1,2,2,3]
["Solar PV",0.33,0.67,1,0,109,0,0,0,0,0,0,0,0,0,0,0,0,0,0,0,0,null,null,null,null,null,109,1,15.675079383139293,206.61137261760337,206.61137261760337,null,1045,5,130.84504197010048,141.39545149331047,8083.1553761667783,null,244,1,20.096665258347212,256.11239916862155,1905.3730612024915,null,418,2,30.831093750000001,193.63713919129006,3521.9648437500009,null,674,3,64.477889947198861,158.68084420509064,7916.3273211773403,null,834,4,61.264804099443943,215.27064628060899,7972.8002495752098,null,1114,5,130.84135945134997,177.1525383494608,14681.795924705502,null,674,3,64.477889947198861,158.68084420509064,7916.3273211773403,null,null,1045,5,130.84504197010048,141.39545149331047,8083.1553761667783,null,null,null,null,null,null,null,null,null,null,null,null,null,null,null,109,0,1,2,3,0]
["Solar PV",0.33,0.67,1,0.33,110,0,0,0,0,0,0,0,0,0,0,0,0,0,0,0,0,null,null,null,null,null,110,1,15.67511047746472,209.91308846382677,209.91308846382677,null,1121,5,136.1817525120525,142.98944327700252,8219.3371286788315,null,248,1,20.096665258347212,256.11239916862155,1925.4697264608387,null,422,2,30.831093750000001,193.63713919129006,3552.7959375000009,null,678,3,64.477889947198861,158.68084420509064,7980.8052111245388,null,932,4,73.899971329983543,215.43805042112965,8046.7002209051934,null,1088,5,141.37436796180313,177.90028363154238,14823.170292667306,null,678,3,64.477889947198861,158.68084420509064,7980.8052111245388,null,null,1121,5,136.1817525120525,142.98944327700252,8219.3371286788315,null,null,null,null,null,null,null,null,null,null,null,null,null,null,null,110,0,1,2,3,1]
["Solar PV",0.33,0.67,1,0.67,111,0,0,0,0,0,0,0,0,0,0,0,0,0,0,0,0,null,null,null,null,null,111,1,15.675142510361301,213.31484206081916,213.31484206081916,null,1081,5,141.37328676400156,143.10789381414321,8360.7104154428325,null,252,1,20.096665258347212,256.11239916862155,1945.566391719186,null,426,2,30.831093750000001,193.63713919129006,3583.627031250001,null,682,3,64.477889947198861,158.68084420509064,8045.2831010717373,null,835,4,61.264844743778383,217.87892881460584,8107.9650656489721,null,1117,5,130.84114022451701,178.1624416806749,14954.011432891823,null,682,3,64.477889947198861,158.68084420509064,8045.2831010717373,null,null,1081,5,141.37328676400156,143.10789381414321,8360.7104154428325,null,null,null,null,null,null,null,null,null,null,null,null,null,null,null,111,0,1,2,3,2]
["Solar PV",0.33,0.67,1,1,112,0,0,0,0,0,0,0,0,0,0,0,0,0,0,0,0,null,null,null,null,null,112,1,15.675173599813759,216.616531389329,216.616531389329,null,1059,5,136.18828478895909,144.36442132132404,8496.8987002317917,null,256,1,20.096665258347212,256.11239916862155,1965.6630569775332,null,430,2,30.831093750000001,193.63713919129006,3614.458125000001,null,686,3,64.477889947198861,158.68084420509064,8109.7609910189358,null,1009,4,80.116568390735523,218.01735588691625,8188.0816340397078,null,1187,5,136.20046831005732,178.35194270748039,15090.211901201879,null,686,3,64.477889947198861,158.68084420509064,8109.7609910189358,null,null,1059,5,136.18828478895909,144.36442132132404,8496.8987002317917,null,null,null,null,null,null,null,null,null,null,null,null,null,null,null,112,0,1,2,3,3]
["Solar PV",0.33,1,0,0,113,0,0,0,0,0,0,0,0,0,0,0,0,0,0,0,0,null,null,null,null,null,113,1,20.0950322772673,160.78658704744197,160.78658704744197,null,754,3,80.39521988730003,145.03942549998288,8577.2939201190911,null,161,1,15.675379065923963,263.40121549911044,1981.3384360434572,null,500,2,34.218750000000007,194.77884979316218,3648.676875000001,null,531,3,48.08204709951211,158.75376473804991,8157.843038118448,null,877,4,73.893874617356062,218.35058519532677,8261.975508657064,null,1266,5,141.36749681153898,178.46664841204276,15231.579398013419,null,531,3,48.08204709951211,158.75376473804991,8157.843038118448,null,null,754,3,80.39521988730003,145.03942549998288,8577.2939201190911,null,null,null,null,null,null,null,null,null,null,null,null,null,null,null,113,0,1,3,0,0]
["Solar PV",0.33,1,0,0.33,114,0,0,0,0,0,0,0,0,0,0,0,0,0,0,0,0,null,null,null,null,null,114,1,20.095059066232668,163.35809992691591,163.35809992691591,null,758,3,80.39521988730003,145.03942549998288,8657.6891400063905,null,165,1,15.675379065923963,263.40121549911044,1997.0138151093813,null,504,2,34.218750000000007,194.77884979316218,3682.895625000001,null,535,3,48.08204709951211,158.75376473804991,8205.9250852179593,null,781,4,61.264104998726097,218.50283399829669,8323.2396136557909,null,1052,5,130.84619679359972,178.50013314596418,15362.425594807019,null,535,3,48.08204709951211,158.75376473804991,8205.9250852179593,null,null,758,3,80.39521988730003,145.03942549998288,8657.6891400063905,null,null,null,null,null,null,null,null,null,null,null,null,null,null,null,114,0,1,3,0,1]
["Solar PV",0.33,1,0,0.67,115,0,0,0,0,0,0,0,0,0,0,0,0,0,0,0,0,null,null,null,null,null,115,1,20.095086526018964,166.00748809740506,166.00748809740506,null,762,3,80.39521988730003,145.03942549998288,8738.0843598936899,null,169,1,15.675379065923963,263.40121549911044,2012.6891941753054,null,508,2,34.218750000000007,194.77884979316218,3717.114375000001,null,539,3,48.08204709951211,158.75376473804991,8254.0071323174707,null,953,4,80.114331553144609,218.76090106316238,8403.3539452089353,null,1128,5,136.18294915132753,178.74961759136619,15498.608543958346,null,539,3,48.08204709951211,158.75376473804991,8254.0071323174707,null,null,762,3,80.39521988730003,145.03942549998288,8738.0843598936899,null,null,null,null,null,null,null,null,null,null,null,null,null,null,null,115,0,1,3,0,2]
["Solar PV",0.33,1,0,1,116,0,0,0,0,0,0,0,0,0,0,0,0,0,0,0,0,null,null,null,null,null,116,1,20.09511303966201,168.57890473436021,168.57890473436021,null,766,3,80.39521988730003,145.03942549998288,8818.4795797809893,null,173,1,15.675379065923963,263.40121549911044,2028.3645732412294,null,512,2,34.218750000000007,194.77884979316218,3751.333125000001,null,543,3,48.08204709951211,158.75376473804991,8302.089179416982,null,1010,4,80.116605263603276,219.95309530347268,8483.4705504725389,null,1190,5,136.19986126364066,179.42383652197108,15634.808405221986,null,543,3,48.08204709951211,158.75376473804991,8302.089179416982,null,null,766,3,80.39521988730003,145.03942549998288,8818.4795797809893,null,null,null,null,null,null,null,null,null,null,null,null,null,null,null,116,0,1,3,0,3]
["Solar PV",0.33,1,0.33,0,117,0,0,0,0,0,0,0,0,0,0,0,0,0,0,0,0,null,null,null,null,null,117,1,20.0950322772673,160.78658704744197,160.78658704744197,null,612,3,64.485076674668576,145.09844452416607,8882.9646564556588,null,162,1,15.6754058145154,266.70446126154053,2044.0399790557449,null,276,2,27.340781250000006,196.60933705687336,3778.673906250001,null,675,3,64.480482733796748,163.38025975135875,8366.5696621507795,null,857,4,67.484566238602014,220.3710707674451,8550.9551167111404,null,1055,5,130.84582012338214,179.50339752732413,15765.654225345368,null,675,3,64.480482733796748,163.38025975135875,8366.5696621507795,null,null,612,3,64.485076674668576,145.09844452416607,8882.9646564556588,null,null,null,null,null,null,null,null,null,null,null,null,null,null,null,117,0,1,3,1,0]
["Solar PV",0.33,1,0.33,0.33,118,0,0,0,0,0,0,0,0,0,0,0,0,0,0,0,0,null,null,null,null,null,118,1,20.095059066232668,163.35809992691591,163.35809992691591,null,616,3,64.485076674668576,145.09844452416607,8947.4497331303282,null,166,1,15.6754058145154,266.70446126154053,2059.7153848702601,null,280,2,27.340781250000006,196.60933705687336,3806.0146875000009,null,679,3,64.480482733796748,163.38025975135875,8431.0501448845771,null,836,4,61.264884208447413,220.41049762863406,8612.2200009195876,null,1269,5,141.36727958599263,180.13500947053384,15907.021504931361,null,679,3,64.480482733796748,163.38025975135875,8431.0501448845771,null,null,616,3,64.485076674668576,145.09844452416607,8947.4497331303282,null,null,null,null,null,null,null,null,null,null,null,null,null,null,null,118,0,1,3,1,1]
["Solar PV",0.33,1,0.33,0.67,119,0,0,0,0,0,0,0,0,0,0,0,0,0,0,0,0,null,null,null,null,null,119,1,20.095086526018964,166.00748809740506,166.00748809740506,null,620,3,64.485076674668576,145.09844452416607,9011.9348098049977,null,170,1,15.6754058145154,266.70446126154053,2075.3907906847753,null,284,2,27.340781250000006,196.60933705687336,3833.3554687500009,null,683,3,64.480482733796748,163.38025975135875,8495.5306276183746,null,878,4,73.893921289413228,220.44935147949346,8686.1139222090005,null,1204,5,141.37929858183995,180.21423300968752,16048.400803513201,null,683,3,64.480482733796748,163.38025975135875,8495.5306276183746,null,null,620,3,64.485076674668576,145.09844452416607,9011.9348098049977,null,null,null,null,null,null,null,null,null,null,null,null,null,null,null,119,0,1,3,1,2]
["Solar PV",0.33,1,0.33,1,120,0,0,0,0,0,0,0,0,0,0,0,0,0,0,0,0,null,null,null,null,null,120,1,20.09511303966201,168.57890473436021,168.57890473436021,null,624,3,64.485076674668576,145.09844452416607,9076.4198864796672,null,174,1,15.6754058145154,266.70446126154053,2091.0661964992905,null,288,2,27.340781250000006,196.60933705687336,3860.6962500000009,null,687,3,64.480482733796748,163.38025975135875,8560.0111103521722,null,954,4,80.114374585690399,220.69675739926177,8766.2282967946903,null,1131,5,136.18272029848211,180.40724086184989,16184.583523811683,null,687,3,64.480482733796748,163.38025975135875,8560.0111103521722,null,null,624,3,64.485076674668576,145.09844452416607,9076.4198864796672,null,null,null,null,null,null,null,null,null,null,null,null,null,null,null,120,0,1,3,1,3]
["Solar PV",0.33,1,0.67,0,121,0,0,0,0,0,0,0,0,0,0,0,0,0,0,0,0,null,null,null,null,null,121,1,20.0950322772673,160.78658704744197,160.78658704744197,null,305,2,34.21875,145.13944500875036,9110.6386364796672,null,163,1,15.675433388494849,270.10780429966684,2106.7416298877852,null,337,2,27.340781249999981,197.42316009136937,3888.0370312500008,null,532,3,48.084787525051361,164.87096594908982,8608.0958978772233,null,933,4,73.898846060642811,220.77122343378662,8840.1271428553337,null,1207,5,141.3652984140459,180.97983614184645,16325.94882222573,null,532,3,48.084787525051361,164.87096594908982,8608.0958978772233,null,null,305,2,34.21875,145.13944500875036,9110.6386364796672,null,null,null,null,null,null,null,null,null,null,null,null,null,null,null,121,0,1,3,2,0]
["Solar PV",0.33,1,0.67,0.33,122,0,0,0,0,0,0,0,0,0,0,0,0,0,0,0,0,null,null,null,null,null,122,1,20.095059066232668,163.35809992691591,163.35809992691591,null,309,2,34.21875,145.13944500875036,9144.8573864796672,null,167,1,15.675433388494849,270.10780429966684,2122.4170632762798,null,341,2,27.340781249999981,197.42316009136937,3915.3778125000008,null,536,3,48.084787525051361,164.87096594908982,8656.1806854022743,null,782,4,61.264152175233171,221.03426544388293,8901.3912950305676,null,1193,5,136.19927060425346,181.05439418477525,16462.148092829982,null,536,3,48.084787525051361,164.87096594908982,8656.1806854022743,null,null,309,2,34.21875,145.13944500875036,9144.8573864796672,null,null,null,null,null,null,null,null,null,null,null,null,null,null,null,122,0,1,3,2,1]
["Solar PV",0.33,1,0.67,0.67,123,0,0,0,0,0,0,0,0,0,0,0,0,0,0,0,0,null,null,null,null,null,123,1,20.095086526018964,166.00748809740506,166.00748809740506,null,313,2,34.21875,145.13944500875036,9179.0761364796672,null,171,1,15.675433388494849,270.10780429966684,2138.0924966647744,null,345,2,27.340781249999981,197.42316009136937,3942.7185937500008,null,540,3,48.084787525051361,164.87096594908982,8704.2654729273254,null,1011,4,80.116643266852847,221.94749406839432,8981.50793829742,null,1154,5,125.66052541675683,181.30683830243248,16587.808618246738,null,540,3,48.084787525051361,164.87096594908982,8704.2654729273254,null,null,313,2,34.21875,145.13944500875036,9179.0761364796672,null,null,null,null,null,null,null,null,null,null,null,null,null,null,null,123,0,1,3,2,2]
["Solar PV",0.33,1,0.67,1,124,0,0,0,0,0,0,0,0,0,0,0,0,0,0,0,0,null,null,null,null,null,124,1,20.09511303966201,168.57890473436021,168.57890473436021,null,317,2,34.21875,145.13944500875036,9213.2948864796672,null,175,1,15.675433388494849,270.10780429966684,2153.7679300532691,null,349,2,27.340781249999981,197.42316009136937,3970.0593750000007,null,544,3,48.084787525051361,164.87096594908982,8752.3502604523765,null,879,4,73.893969394371112,222.61171703714547,9055.4019076917903,null,1134,5,136.18247049324984,181.5059625841867,16723.991088739989,null,544,3,48.084787525051361,164.87096594908982,8752.3502604523765,null,null,317,2,34.21875,145.13944500875036,9213.2948864796672,null,null,null,null,null,null,null,null,null,null,null,null,null,null,null,124,0,1,3,2,3]
["Solar PV",0.33,1,1,0,125,0,0,0,0,0,0,0,0,0,0,0,0,0,0,0,0,null,null,null,null,null,125,1,20.0950322772673,160.78658704744197,160.78658704744197,null,1062,5,136.18789975629059,145.45845908415671,9349.482786235958,null,164,1,15.675460165878404,273.41104796702518,2169.4433902191477,null,419,2,30.831093750000012,197.94422865278179,4000.8904687500008,null,676,3,64.483009465860277,167.94145839086315,8816.8332699182374,null,858,4,67.484609225493372,222.6692263635465,9122.8865169172841,null,1157,5,125.66029161070203,181.94660047514122,16849.65138035069,null,676,3,64.483009465860277,167.94145839086315,8816.8332699182374,null,null,1062,5,136.18789975629059,145.45845908415671,9349.482786235958,null,null,null,null,null,null,null,null,null,null,null,null,null,null,null,125,0,1,3,3,0]
["Solar PV",0.33,1,1,0.33,126,0,0,0,0,0,0,0,0,0,0,0,0,0,0,0,0,null,null,null,null,null,126,1,20.095059066232668,163.35809992691591,163.35809992691591,null,1026,5,125.6603636654074,145.4721369752111,9475.1431499013652,null,168,1,15.675460165878404,273.41104796702518,2185.1188503850262,null,423,2,30.831093750000012,197.94422865278179,4031.7215625000008,null,680,3,64.483009465860277,167.94145839086315,8881.3162793840984,null,955,4,80.114418939539405,222.69127668643773,9203.0009358568241,null,1095,5,125.65811794490324,182.34607657104431,16975.309498295592,null,680,3,64.483009465860277,167.94145839086315,8881.3162793840984,null,null,1026,5,125.6603636654074,145.4721369752111,9475.1431499013652,null,null,null,null,null,null,null,null,null,null,null,null,null,null,null,126,0,1,3,3,1]
["Solar PV",0.33,1,1,0.67,127,0,0,0,0,0,0,0,0,0,0,0,0,0,0,0,0,null,null,null,null,null,127,1,20.095086526018964,166.00748809740506,166.00748809740506,null,1029,5,125.66003786488305,146.11103267631904,9600.8031877662488,null,172,1,15.675460165878404,273.41104796702518,2200.7943105509048,null,427,2,30.831093750000012,197.94422865278179,4062.5526562500008,null,684,3,64.483009465860277,167.94145839086315,8945.7992888499593,null,934,4,73.898887278370054,222.87020778271716,9276.8998231351943,null,1092,5,125.67073357160932,182.6012404741295,17100.980231867201,null,684,3,64.483009465860277,167.94145839086315,8945.7992888499593,null,null,1029,5,125.66003786488305,146.11103267631904,9600.8031877662488,null,null,null,null,null,null,null,null,null,null,null,null,null,null,null,127,0,1,3,3,2]
["Solar PV",0.33,1,1,1,128,0,0,0,0,0,0,0,0,0,0,0,0,0,0,0,0,null,null,null,null,null,128,1,20.09511303966201,168.57890473436021,168.57890473436021,null,529,3,48.076531541470615,146.3340009413036,9648.8797193077189,null,176,1,15.675460165878404,273.41104796702518,2216.4697707167834,null,431,2,30.831093750000012,197.94422865278179,4093.3837500000009,null,688,3,64.483009465860277,167.94145839086315,9010.2822983158203,null,783,4,61.264200803784057,223.64240728804873,9338.1640239389781,null,1210,5,141.36511133322398,182.70286933556008,17242.345343200424,null,688,3,64.483009465860277,167.94145839086315,9010.2822983158203,null,null,529,3,48.076531541470615,146.3340009413036,9648.8797193077189,null,null,null,null,null,null,null,null,null,null,null,null,null,null,null,128,0,1,3,3,3]
[{"$f":"+OFFSET($B$51,CT415,0)","v":"Solar PV"},{"$f":"+OFFSET($C$89,0,CU415)","v":0.67},{"$f":"+OFFSET($C$89,1,CV415)","v":0},{"$f":"+OFFSET($C$89,2,CW415)","v":0},{"$f":"+OFFSET($C$89,3,CX415)","v":0},129,0,0,0,0,0,0,0,0,0,0,0,0,0,0,0,0,null,null,null,null,null,129,1,6.6994704020010909,618.42798599440221,{"$f":"IF(AE415<0,0,AE415)","v":618.42798599440221},null,533,3,48.076531541470615,146.3340009413036,9696.956250849189,null,81,1,11.120188277246582,291.50504929196438,2227.58995899403,null,420,2,30.831093750000008,202.12464379228351,4124.2148437500009,null,593,3,48.075757996973088,176.06555512541146,9058.3580563127925,null,1012,4,80.11668016499722,223.88323460640291,9418.2807041039759,null,1072,5,136.1885779266774,182.85186760401265,17378.533921127102,null,593,3,48.075757996973088,176.06555512541146,9058.3580563127925,null,null,533,3,48.076531541470615,146.3340009413036,9696.956250849189,null,null,null,null,null,null,null,null,null,null,null,null,null,null,null,{"$f":"+F415","v":129},0,2,0,0,0]
["Solar PV",0.67,0,0,0.33,130,{"$f":"OFFSET($C$60,$CT416,0)+(OFFSET($D$60,$CT416,0)-OFFSET($C$60,$CT416,0))*B416","v":0},{"$f":"+OFFSET($J$78,$CT416,0)","v":0},{"$f":"+OFFSET($J$78,$CT416,1)","v":0},{"$f":"+OFFSET($J$78,$CT416,2)","v":0},{"$f":"OFFSET($C$78,$CT416,0)+(OFFSET($D$78,$CT416,0)-OFFSET($C$78,$CT416,0))*D416","v":0},{"$f":"+OFFSET($F$78,$CT416,0)","v":0},{"$f":"OFFSET($C$69,$CT416,0)+(OFFSET($D$69,$CT416,0)-OFFSET($C$69,$CT416,0))*E416","v":0},{"$f":"+OFFSET($C$51,$CT416,0)/$D$284","v":0},{"$f":"+OFFSET($D$51,$CT416,0)","v":0},{"$f":"+OFFSET($E$51,$CT416,0)","v":0},{"$f":"+OFFSET($F$51,$CT416,0)","v":0},{"$f":"+OFFSET($G$51,$CT416,0)","v":0},{"$f":"+OFFSET($H$51,$CT416,0)","v":0},{"$f":"OFFSET($J$51,$CT416,0)+(OFFSET($K$51,$CT416,0)-OFFSET($J$51,$CT416,0))*C416","v":0},{"$f":"+OFFSET($H$78,$CT416,0)","v":0},{"$f":"+OFFSET($I$78,$CT416,0)","v":0},null,null,null,null,null,{"$f":"+F416","v":130},{"$f":"+CT416+1","v":1},6.6994810816519204,626.15441581925268,626.15441581925268,null,537,3,48.076531541470615,146.3340009413036,{"$f":"AL415+AJ416","v":9745.0327823906591},null,85,1,11.120188277246582,291.50504929196438,{"$f":"AR415+AP416","v":2238.7101472712766},null,424,2,30.831093750000008,202.12464379228351,{"$f":"AX415+AV416","v":4155.0459375000009},null,597,3,48.075757996973088,176.06555512541146,{"$f":"BD415+BB416","v":9106.4338143097648},null,913,4,67.485557870110682,224.58499467151717,{"$f":"BJ415+BH416","v":9485.7662619740859},null,1098,5,125.65790505729957,183.00965778725919,{"$f":"BP415+BN416","v":17504.1918261844},null,597,3,48.075757996973088,176.06555512541146,9106.4338143097648,null,null,{"$f":"+IF($AL416<$C$21,AH416,\"\")","v":537},{"$f":"+IF($AL416<$C$21,AI416,\"\")","v":3},{"$f":"+IF($AL416<$C$21,AJ416,\"\")","v":48.076531541470615},{"$f":"+IF($AL416<$C$21,AK416,\"\")","v":146.3340009413036},{"$f":"+IF($AL416<$C$21,AL416,\"\")","v":9745.0327823906591},null,null,null,null,null,null,null,null,null,null,null,null,null,null,null,130,{"$f":"+IF(CU416<CU415,IF(CT415+1>CT$286-1,0,CT415+1),CT415)","v":0},{"$f":"+IF(CV416<CV415,IF(CU415+1>CU$286-1,0,CU415+1),CU415)","v":2},{"$f":"+IF(CW416<CW415,IF(CV415+1>CV$286-1,0,CV415+1),CV415)","v":0},{"$f":"+IF(CX416<CX415,IF(CW415+1>CW$286-1,0,CW415+1),CW415)","v":0},{"$f":"+MOD($CS416-1,CX$286)","v":1}]
["Solar PV",0.67,0,0,0.67,{"$f":"+F416+1","v":131},0,0,0,0,0,0,0,0,0,0,0,0,0,0,0,0,null,null,null,null,null,131,1,6.699492081663009,634.11494521272471,634.11494521272471,null,541,3,48.076531541470615,146.3340009413036,9793.1093139321292,null,89,1,11.120188277246582,291.50504929196438,2249.8303355485232,null,428,2,30.831093750000008,202.12464379228351,4185.877031250001,null,601,3,48.075757996973088,176.06555512541146,9154.509572306737,null,837,4,61.264742378951837,224.59790853266944,9547.0310043530371,null,1148,5,141.36741318213367,183.35171337843238,17645.559239366536,null,601,3,48.075757996973088,176.06555512541146,9154.509572306737,null,null,541,3,48.076531541470615,146.3340009413036,9793.1093139321292,null,null,null,null,null,null,null,null,null,null,null,null,null,null,null,131,0,2,0,0,2]
["Solar PV",0.67,0,0,1,132,0,0,0,0,0,0,0,0,0,0,0,0,0,0,0,0,null,null,null,null,null,132,1,6.6995027549504869,641.84130766395026,641.84130766395026,null,1138,5,141.36652434707912,146.57670449731771,9934.4758382792079,null,93,1,11.120188277246582,291.50504929196438,2260.9505238257698,null,432,2,30.831093750000008,202.12464379228351,4216.708125000001,null,605,3,48.075757996973088,176.06555512541146,9202.5853303037093,null,956,4,80.114462005667065,224.62713426358704,9627.1454663587047,null,1101,5,125.65769269778063,183.65327846889602,17771.216932064315,null,605,3,48.075757996973088,176.06555512541146,9202.5853303037093,null,null,1138,5,141.36652434707912,146.57670449731771,9934.4758382792079,null,null,null,null,null,null,null,null,null,null,null,null,null,null,null,132,0,2,0,0,3]
["Solar PV",0.67,0,0.33,0,133,0,0,0,0,0,0,0,0,0,0,0,0,0,0,0,0,null,null,null,null,null,133,1,6.6994704020010909,618.42798599440221,618.42798599440221,null,1065,5,136.18752097462453,147.11035960544487,10070.663359253833,null,82,1,11.120212840250559,296.16166962457453,2272.0707366660204,null,338,2,27.340781249999996,202.13776142914958,4244.048906250001,null,737,3,64.474849315089642,176.28797200614579,9267.0601796187984,null,880,4,73.894016102560997,224.71048389825887,9701.0394824612649,null,1036,5,125.66117336521775,184.32801017999446,17896.878105429532,null,737,3,64.474849315089642,176.28797200614579,9267.0601796187984,null,null,1065,5,136.18752097462453,147.11035960544487,10070.663359253833,null,null,null,null,null,null,null,null,null,null,null,null,null,null,null,133,0,2,0,1,0]
["Solar PV",0.67,0,0.33,0.33,134,0,0,0,0,0,0,0,0,0,0,0,0,0,0,0,0,null,null,null,null,null,134,1,6.6994810816519204,626.15441581925268,626.15441581925268,null,1076,5,141.37456938099984,147.95200928953878,10212.037928634832,null,86,1,11.120212840250559,296.16166962457453,2283.190949506271,null,342,2,27.340781249999996,202.13776142914958,4271.3896875000009,null,741,3,64.474849315089642,176.28797200614579,9331.5350289338876,null,935,4,73.898929826753303,225.03280951536891,9774.9384122880183,null,1233,5,130.86210632160174,184.36865741411134,18027.740211751134,null,741,3,64.474849315089642,176.28797200614579,9331.5350289338876,null,null,1076,5,141.37456938099984,147.95200928953878,10212.037928634832,null,null,null,null,null,null,null,null,null,null,null,null,null,null,null,134,0,2,0,1,1]
["Solar PV",0.67,0,0.33,0.67,135,0,0,0,0,0,0,0,0,0,0,0,0,0,0,0,0,null,null,null,null,null,135,1,6.699492081663009,634.11494521272471,634.11494521272471,null,1105,5,130.84068176885177,148.17368819494067,10342.878610403684,null,90,1,11.120212840250559,296.16166962457453,2294.3111623465215,null,346,2,27.340781249999996,202.13776142914958,4298.7304687500009,null,745,3,64.474849315089642,176.28797200614579,9396.0098782489767,null,859,4,67.484653535556333,225.03702394821897,9842.4230658235738,null,1213,5,141.36492384239364,184.37481783935891,18169.105135593527,null,745,3,64.474849315089642,176.28797200614579,9396.0098782489767,null,null,1105,5,130.84068176885177,148.17368819494067,10342.878610403684,null,null,null,null,null,null,null,null,null,null,null,null,null,null,null,135,0,2,0,1,2]
["Solar PV",0.67,0,0.33,1,136,0,0,0,0,0,0,0,0,0,0,0,0,0,0,0,0,null,null,null,null,null,136,1,6.6995027549504869,641.84130766395026,641.84130766395026,null,1141,5,141.36624974923745,148.24530588315662,10484.244860152921,null,94,1,11.120212840250559,296.16166962457453,2305.4313751867721,null,350,2,27.340781249999996,202.13776142914958,4326.0712500000009,null,749,3,64.474849315089642,176.28797200614579,9460.4847275640659,null,784,4,61.264248023926854,226.17383942927398,9903.6873138475003,null,1171,5,130.85435800259927,184.64080833237554,18299.959493596125,null,749,3,64.474849315089642,176.28797200614579,9460.4847275640659,null,null,1141,5,141.36624974923745,148.24530588315662,10484.244860152921,null,null,null,null,null,null,null,null,null,null,null,null,null,null,null,136,0,2,0,1,3]
["Solar PV",0.67,0,0.67,0,137,0,0,0,0,0,0,0,0,0,0,0,0,0,0,0,0,null,null,null,null,null,137,1,6.6994704020010909,618.42798599440221,618.42798599440221,null,817,4,80.117217393703442,148.31807514403565,10564.362077546624,null,83,1,11.120238166239801,300.95939892563808,2316.5516133530118,null,481,2,30.831093750000004,202.75701645876623,4356.9023437500009,null,738,3,64.477024855467135,180.84920826728958,9524.9617524195328,null,914,4,67.48559479342488,226.8832612198172,9971.172908640925,null,1039,5,125.66085287283137,184.96733244168132,18425.620346468957,null,738,3,64.477024855467135,180.84920826728958,9524.9617524195328,null,null,817,4,80.117217393703442,148.31807514403565,10564.362077546624,null,null,null,null,null,null,null,null,null,null,null,null,null,null,null,137,0,2,0,2,0]
["Solar PV",0.67,0,0.67,0.33,138,0,0,0,0,0,0,0,0,0,0,0,0,0,0,0,0,null,null,null,null,null,138,1,6.6994810816519204,626.15441581925268,626.15441581925268,null,755,3,80.398023077207,148.80835868821092,10644.760100623831,null,87,1,11.120238166239801,300.95939892563808,2327.6718515192515,null,485,2,30.831093750000004,202.75701645876623,4387.7334375000009,null,742,3,64.477024855467135,180.84920826728958,9589.4387772749997,null,838,4,61.264781845461343,227.12948391654692,10032.437690486386,null,1112,5,130.84194987225123,184.99791050398846,18556.462296341208,null,742,3,64.477024855467135,180.84920826728958,9589.4387772749997,null,null,755,3,80.398023077207,148.80835868821092,10644.760100623831,null,null,null,null,null,null,null,null,null,null,null,null,null,null,null,138,0,2,0,2,1]
["Solar PV",0.67,0,0.67,0.67,139,0,0,0,0,0,0,0,0,0,0,0,0,0,0,0,0,null,null,null,null,null,139,1,6.699492081663009,634.11494521272471,634.11494521272471,null,759,3,80.398023077207,148.80835868821092,10725.158123701038,null,91,1,11.120238166239801,300.95939892563808,2338.7920896854912,null,489,2,30.831093750000004,202.75701645876623,4418.564531250001,null,746,3,64.477024855467135,180.84920826728958,9653.9158021304665,null,936,4,73.898971203405111,227.13181683847142,10106.336661689791,null,1151,5,141.36714220613365,185.02059723146454,18697.829438547342,null,746,3,64.477024855467135,180.84920826728958,9653.9158021304665,null,null,759,3,80.398023077207,148.80835868821092,10725.158123701038,null,null,null,null,null,null,null,null,null,null,null,null,null,null,null,139,0,2,0,2,2]
["Solar PV",0.67,0,0.67,1,140,0,0,0,0,0,0,0,0,0,0,0,0,0,0,0,0,null,null,null,null,null,140,1,6.6995027549504869,641.84130766395026,641.84130766395026,null,763,3,80.398023077207,148.80835868821092,10805.556146778245,null,95,1,11.120238166239801,300.95939892563808,2349.9123278517309,null,493,2,30.831093750000004,202.75701645876623,4449.395625000001,null,750,3,64.477024855467135,180.84920826728958,9718.3928269859334,null,860,4,67.484696562351914,227.33518131533737,10173.821358252142,null,1250,5,136.19154435133333,185.28766789990527,18834.020982898674,null,750,3,64.477024855467135,180.84920826728958,9718.3928269859334,null,null,763,3,80.398023077207,148.80835868821092,10805.556146778245,null,null,null,null,null,null,null,null,null,null,null,null,null,null,null,140,0,2,0,2,3]
["Solar PV",0.67,0,1,0,141,0,0,0,0,0,0,0,0,0,0,0,0,0,0,0,0,null,null,null,null,null,141,1,6.6994704020010909,618.42798599440221,618.42798599440221,null,767,3,80.398023077207,148.80835868821092,10885.954169855451,null,84,1,11.120262765478365,305.61601783569608,2361.0325906172093,null,482,2,30.831093750000015,206.94064424793524,4480.2267187500011,null,594,3,48.077977090552828,182.18280664255335,9766.4708040764854,null,915,4,67.485632847335197,229.25117236394775,10241.306991099478,null,1174,5,130.85395539382986,185.36667942042547,18964.874938292502,null,594,3,48.077977090552828,182.18280664255335,9766.4708040764854,null,null,767,3,80.398023077207,148.80835868821092,10885.954169855451,null,null,null,null,null,null,null,null,null,null,null,null,null,null,null,141,0,2,0,3,0]
["Solar PV",0.67,0,1,0.33,142,0,0,0,0,0,0,0,0,0,0,0,0,0,0,0,0,null,null,null,null,null,142,1,6.6994810816519204,626.15441581925268,626.15441581925268,null,306,2,34.21875,148.90643271160573,10920.172919855451,null,88,1,11.120262765478365,305.61601783569608,2372.1528533826877,null,486,2,30.831093750000015,206.94064424793524,4511.0578125000011,null,598,3,48.077977090552828,182.18280664255335,9814.5487811670373,null,839,4,61.264822523975681,229.73777415364529,10302.571813623454,null,1115,5,130.84174382733661,186.30833823357764,19095.716682119837,null,598,3,48.077977090552828,182.18280664255335,9814.5487811670373,null,null,306,2,34.21875,148.90643271160573,10920.172919855451,null,null,null,null,null,null,null,null,null,null,null,null,null,null,null,142,0,2,0,3,1]
["Solar PV",0.67,0,1,0.67,143,0,0,0,0,0,0,0,0,0,0,0,0,0,0,0,0,null,null,null,null,null,143,1,6.699492081663009,634.11494521272471,634.11494521272471,null,310,2,34.21875,148.90643271160573,10954.391669855451,null,92,1,11.120262765478365,305.61601783569608,2383.2731161481661,null,490,2,30.831093750000015,206.94064424793524,4541.8889062500011,null,602,3,48.077977090552828,182.18280664255335,9862.6267582575892,null,1013,4,80.116517197227367,229.87232811432472,10382.688330820682,null,1253,5,136.19123566611032,186.63569201043137,19231.907917785946,null,602,3,48.077977090552828,182.18280664255335,9862.6267582575892,null,null,310,2,34.21875,148.90643271160573,10954.391669855451,null,null,null,null,null,null,null,null,null,null,null,null,null,null,null,143,0,2,0,3,2]
["Solar PV",0.67,0,1,1,144,0,0,0,0,0,0,0,0,0,0,0,0,0,0,0,0,null,null,null,null,null,144,1,6.6995027549504869,641.84130766395026,641.84130766395026,null,314,2,34.21875,148.90643271160573,10988.610419855451,null,96,1,11.120262765478365,305.61601783569608,2394.3933789136445,null,494,2,30.831093750000015,206.94064424793524,4572.7200000000012,null,606,3,48.077977090552828,182.18280664255335,9910.7047353481412,null,957,4,80.114334114237536,230.62470866162943,10462.802664934919,null,1177,5,130.85356482959659,186.66152394865611,19362.761482615544,null,606,3,48.077977090552828,182.18280664255335,9910.7047353481412,null,null,314,2,34.21875,148.90643271160573,10988.610419855451,null,null,null,null,null,null,null,null,null,null,null,null,null,null,null,144,0,2,0,3,3]
["Solar PV",0.67,0.33,0,0,145,0,0,0,0,0,0,0,0,0,0,0,0,0,0,0,0,null,null,null,null,null,145,1,11.120221634899,371.40323631546534,371.40323631546534,null,318,2,34.21875,148.90643271160573,11022.829169855451,null,225,1,15.675456728560119,318.43596234081366,2410.0688356422047,null,339,2,27.340781250000003,206.99523124148095,4600.0607812500011,null,739,3,64.479274224133462,185.54866544220513,9975.1840095722746,null,916,4,67.485669793378548,231.54943921282924,10530.288334728299,null,1188,5,136.20090036224508,186.89573579228448,19498.962382977788,null,739,3,64.479274224133462,185.54866544220513,9975.1840095722746,null,null,318,2,34.21875,148.90643271160573,11022.829169855451,null,null,null,null,null,null,null,null,null,null,null,null,null,null,null,145,0,2,1,0,0]
["Solar PV",0.67,0.33,0,0.33,146,0,0,0,0,0,0,0,0,0,0,0,0,0,0,0,0,null,null,null,null,null,146,1,11.120241158339441,376.06028807311264,376.06028807311264,null,1043,5,130.84581442212428,149.54488673620654,11153.674984277575,null,229,1,15.675456728560119,318.43596234081366,2425.7442923707649,null,343,2,27.340781250000003,206.99523124148095,4627.4015625000011,null,743,3,64.479274224133462,185.54866544220513,10039.663283796408,null,1014,4,80.11655411290559,231.8080754487037,10610.404888841204,null,1267,5,141.36782947387215,186.94149676389588,19640.330212451659,null,743,3,64.479274224133462,185.54866544220513,10039.663283796408,null,null,1043,5,130.84581442212428,149.54488673620654,11153.674984277575,null,null,null,null,null,null,null,null,null,null,null,null,null,null,null,146,0,2,1,0,1]
["Solar PV",0.67,0.33,0,0.67,147,0,0,0,0,0,0,0,0,0,0,0,0,0,0,0,0,null,null,null,null,null,147,1,11.120261285645173,380.858462918481,380.858462918481,null,1079,5,141.37412542201679,149.61492265926054,11295.049109699592,null,233,1,15.675456728560119,318.43596234081366,2441.4197490993251,null,347,2,27.340781250000003,206.99523124148095,4654.7423437500011,null,747,3,64.479274224133462,185.54866544220513,10104.142558020541,null,993,4,73.888878492141998,232.01440285957662,10684.293767333345,null,1118,5,130.84151520284573,187.04911785333653,19771.171727654506,null,747,3,64.479274224133462,185.54866544220513,10104.142558020541,null,null,1079,5,141.37412542201679,149.61492265926054,11295.049109699592,null,null,null,null,null,null,null,null,null,null,null,null,null,null,null,147,0,2,1,0,2]
["Solar PV",0.67,0.33,0,1,148,0,0,0,0,0,0,0,0,0,0,0,0,0,0,0,0,null,null,null,null,null,148,1,11.120280832868689,385.51551527631096,385.51551527631096,null,818,4,80.117298138571925,150.25572720296645,11375.166407838164,null,237,1,15.675456728560119,318.43596234081366,2457.0952058278854,null,351,2,27.340781250000003,206.99523124148095,4682.083125000001,null,751,3,64.479274224133462,185.54866544220513,10168.621832244675,null,861,4,67.484568488774116,232.23489471620891,10751.778335822119,null,1191,5,136.20030401347248,188.22641544398667,19907.372031667979,null,751,3,64.479274224133462,185.54866544220513,10168.621832244675,null,null,818,4,80.117298138571925,150.25572720296645,11375.166407838164,null,null,null,null,null,null,null,null,null,null,null,null,null,null,null,148,0,2,1,0,3]
["Solar PV",0.67,0.33,0.33,0,149,0,0,0,0,0,0,0,0,0,0,0,0,0,0,0,0,null,null,null,null,null,149,1,11.120221634899,371.40323631546534,371.40323631546534,null,1046,5,130.84542244356936,150.27869964314937,11506.011830281734,null,226,1,15.675479322317218,321.73961400510655,2472.7706851502026,null,257,2,23.953124999999993,207.00961984378773,4706.036250000001,null,595,3,48.080274440127134,188.48543258532686,10216.702106684801,null,840,4,61.264862021639132,232.26935040489826,10813.043197843757,null,1270,5,141.36760243085021,188.36062390993948,20048.739634098831,null,595,3,48.080274440127134,188.48543258532686,10216.702106684801,null,null,1046,5,130.84542244356936,150.27869964314937,11506.011830281734,null,null,null,null,null,null,null,null,null,null,null,null,null,null,null,149,0,2,1,1,0]
["Solar PV",0.67,0.33,0.33,0.33,150,0,0,0,0,0,0,0,0,0,0,0,0,0,0,0,0,null,null,null,null,null,150,1,11.120241158339441,376.06028807311264,376.06028807311264,null,33,1,15.673678517079125,151.17090512669006,11521.685508798813,null,230,1,15.675479322317218,321.73961400510655,2488.4461644725197,null,261,2,23.953124999999993,207.00961984378773,4729.989375000001,null,599,3,48.080274440127134,188.48543258532686,10264.782381124927,null,958,4,80.11437715716994,232.56056644314214,10893.157575000927,null,1056,5,130.84620388836728,188.3867401700374,20179.585837987197,null,599,3,48.080274440127134,188.48543258532686,10264.782381124927,null,null,33,1,15.673678517079125,151.17090512669006,11521.685508798813,null,null,null,null,null,null,null,null,null,null,null,null,null,null,null,150,0,2,1,1,1]
["Solar PV",0.67,0.33,0.33,0.67,151,0,0,0,0,0,0,0,0,0,0,0,0,0,0,0,0,null,null,null,null,null,151,1,11.120261285645173,380.858462918481,380.858462918481,null,37,1,15.673678517079125,151.17090512669006,11537.359187315893,null,234,1,15.675479322317218,321.73961400510655,2504.1216437948369,null,265,2,23.953124999999993,207.00961984378773,4753.942500000001,null,603,3,48.080274440127134,188.48543258532686,10312.862655565054,null,937,4,73.898066273315067,232.86199715331253,10967.055641274243,null,1132,5,136.18308329643625,188.94364114101728,20315.768921283634,null,603,3,48.080274440127134,188.48543258532686,10312.862655565054,null,null,37,1,15.673678517079125,151.17090512669006,11537.359187315893,null,null,null,null,null,null,null,null,null,null,null,null,null,null,null,151,0,2,1,1,2]
["Solar PV",0.67,0.33,0.33,1,152,0,0,0,0,0,0,0,0,0,0,0,0,0,0,0,0,null,null,null,null,null,152,1,11.120280832868689,385.51551527631096,385.51551527631096,null,41,1,15.673678517079125,151.17090512669006,11553.032865832973,null,238,1,15.675479322317218,321.73961400510655,2519.7971231171541,null,269,2,23.953124999999993,207.00961984378773,4777.895625000001,null,607,3,48.080274440127134,188.48543258532686,10360.94293000518,null,1015,4,80.116592160174534,233.80248235509504,11047.172233434418,null,1208,5,141.36569098608891,189.20743993568371,20457.134612269721,null,607,3,48.080274440127134,188.48543258532686,10360.94293000518,null,null,41,1,15.673678517079125,151.17090512669006,11553.032865832973,null,null,null,null,null,null,null,null,null,null,null,null,null,null,null,152,0,2,1,1,3]
["Solar PV",0.67,0.33,0.67,0,153,0,0,0,0,0,0,0,0,0,0,0,0,0,0,0,0,null,null,null,null,null,153,1,11.120221634899,371.40323631546534,371.40323631546534,null,45,1,15.673678517079125,151.17090512669006,11568.706544350052,null,227,1,15.67550261224229,325.14337636237286,2535.4726257293964,null,483,2,30.831093750000012,211.25103335217739,4808.7267187500011,null,740,3,64.481465134491586,190.10990486392939,10425.424395139671,null,994,4,73.888917211835604,234.11413955655377,11121.061150646254,null,1194,5,136.19969806809814,189.59796422958206,20593.334310337821,null,740,3,64.481465134491586,190.10990486392939,10425.424395139671,null,null,45,1,15.673678517079125,151.17090512669006,11568.706544350052,null,null,null,null,null,null,null,null,null,null,null,null,null,null,null,153,0,2,1,2,0]
["Solar PV",0.67,0.33,0.67,0.33,154,0,0,0,0,0,0,0,0,0,0,0,0,0,0,0,0,null,null,null,null,null,154,1,11.120241158339441,376.06028807311264,376.06028807311264,null,1082,5,141.37366729468437,151.32814443456198,11710.080211644738,null,231,1,15.67550261224229,325.14337636237286,2551.1481283416388,null,487,2,30.831093750000012,211.25103335217739,4839.5578125000011,null,744,3,64.481465134491586,190.10990486392939,10489.905860274162,null,862,4,67.484611485858792,234.53305199581072,11188.545762132113,null,1135,5,136.18284736494769,190.30125447310249,20729.517157702769,null,744,3,64.481465134491586,190.10990486392939,10489.905860274162,null,null,1082,5,141.37366729468437,151.32814443456198,11710.080211644738,null,null,null,null,null,null,null,null,null,null,null,null,null,null,null,154,0,2,1,2,1]
["Solar PV",0.67,0.33,0.67,0.67,155,0,0,0,0,0,0,0,0,0,0,0,0,0,0,0,0,null,null,null,null,null,155,1,11.120261285645173,380.858462918481,380.858462918481,null,1122,5,136.18210354691351,151.52520037573981,11846.26231519165,null,235,1,15.67550261224229,325.14337636237286,2566.8236309538811,null,491,2,30.831093750000012,211.25103335217739,4870.3889062500011,null,748,3,64.481465134491586,190.10990486392939,10554.387325408654,null,959,4,80.114421521635307,234.55508720701945,11268.660183653748,null,1273,5,141.36738704069393,190.32870706234601,20870.884544743461,null,748,3,64.481465134491586,190.10990486392939,10554.387325408654,null,null,1122,5,136.18210354691351,151.52520037573981,11846.26231519165,null,null,null,null,null,null,null,null,null,null,null,null,null,null,null,155,0,2,1,2,2]
["Solar PV",0.67,0.33,0.67,1,156,0,0,0,0,0,0,0,0,0,0,0,0,0,0,0,0,null,null,null,null,null,156,1,11.120280832868689,385.51551527631096,385.51551527631096,null,1049,5,130.84503920011448,151.5810749782614,11977.107354391765,null,239,1,15.67550261224229,325.14337636237286,2582.4991335661234,null,495,2,30.831093750000012,211.25103335217739,4901.2200000000012,null,752,3,64.481465134491586,190.10990486392939,10618.868790543145,null,938,4,73.898106398823643,234.96081102501734,11342.558290052571,null,1217,5,125.66913910682075,190.53096890102978,20996.553683850281,null,752,3,64.481465134491586,190.10990486392939,10618.868790543145,null,null,1049,5,130.84503920011448,151.5810749782614,11977.107354391765,null,null,null,null,null,null,null,null,null,null,null,null,null,null,null,156,0,2,1,2,3]
["Solar PV",0.67,0.33,1,0,157,0,0,0,0,0,0,0,0,0,0,0,0,0,0,0,0,null,null,null,null,null,157,1,11.120221634899,371.40323631546534,371.40323631546534,null,819,4,80.117381433950356,152.25210306891208,12057.224735825715,null,228,1,15.675525228349183,328.44702809964804,2598.1746587944726,null,340,2,27.340781250000003,211.70983599457912,4928.5607812500011,null,596,3,48.082514962947442,194.60269022970417,10666.951305506092,null,1016,4,80.116629100920861,235.7382307732048,11422.674919153493,null,1155,5,125.66085854701265,190.84108498934532,21122.214542397294,null,596,3,48.082514962947442,194.60269022970417,10666.951305506092,null,null,819,4,80.117381433950356,152.25210306891208,12057.224735825715,null,null,null,null,null,null,null,null,null,null,null,null,null,null,null,157,0,2,1,3,0]
["Solar PV",0.67,0.33,1,0.33,158,0,0,0,0,0,0,0,0,0,0,0,0,0,0,0,0,null,null,null,null,null,158,1,11.120241158339441,376.06028807311264,376.06028807311264,null,530,3,48.07924009926051,152.45119662675165,12105.303975924977,null,232,1,15.675525228349183,328.44702809964804,2613.8501840228218,null,344,2,27.340781250000003,211.70983599457912,4955.9015625000011,null,600,3,48.082514962947442,194.60269022970417,10715.03382046904,null,995,4,73.888957106352564,236.27750302438355,11496.563876259845,null,1197,5,136.19911783607546,190.9296797417224,21258.413660233371,null,{"$f":"+IF($BR$285=1,AN444,IF($BR$285=2,AT444,IF($BR$285=3,AZ444,IF($BR$285=4,BF444,BL444))))","v":600},{"$f":"+IF($BR$285=1,AO444,IF($BR$285=2,AU444,IF($BR$285=3,BA444,IF($BR$285=4,BG444,BM444))))","v":3},{"$f":"+IF($BR$285=1,AP444,IF($BR$285=2,AV444,IF($BR$285=3,BB444,IF($BR$285=4,BH444,BN444))))","v":48.082514962947442},{"$f":"+IF($BR$285=1,AQ444,IF($BR$285=2,AW444,IF($BR$285=3,BC444,IF($BR$285=4,BI444,BO444))))","v":194.60269022970417},{"$f":"+IF($BR$285=1,AR444,IF($BR$285=2,AX444,IF($BR$285=3,BD444,IF($BR$285=4,BJ444,BP444))))","v":10715.03382046904},null,null,530,3,48.07924009926051,152.45119662675165,12105.303975924977,null,null,null,null,null,null,null,null,null,null,null,null,null,null,null,158,0,2,1,3,1]
["Solar PV",0.67,0.33,1,0.67,159,0,0,0,0,0,0,0,0,0,0,0,0,0,0,0,0,null,null,null,null,null,159,1,11.120261285645173,380.858462918481,380.858462918481,null,534,3,48.07924009926051,152.45119662675165,12153.383216024238,null,236,1,15.675525228349183,328.44702809964804,2629.5257092511711,null,348,2,27.340781250000003,211.70983599457912,4983.2423437500011,null,604,3,48.082514962947442,194.60269022970417,10763.116335431987,null,917,4,67.485548259487274,236.44649290798259,11564.049424519331,null,1211,5,141.36551680961,191.17989228652473,21399.779177042979,null,604,3,48.082514962947442,194.60269022970417,10763.116335431987,null,null,534,3,48.07924009926051,152.45119662675165,12153.383216024238,null,null,null,null,null,null,null,null,null,null,null,null,null,null,null,159,0,2,1,3,2]
["Solar PV",0.67,0.33,1,1,160,0,0,0,0,0,0,0,0,0,0,0,0,0,0,0,0,null,null,null,null,null,160,1,11.120280832868689,385.51551527631096,385.51551527631096,null,538,3,48.07924009926051,152.45119662675165,12201.4624561235,null,240,1,15.675525228349183,328.44702809964804,2645.2012344795203,null,352,2,27.340781250000003,211.70983599457912,5010.583125000001,null,608,3,48.082514962947442,194.60269022970417,10811.198850394934,null,960,4,80.114464597983712,236.49094620517874,11644.163889117315,null,1158,5,125.66061490399835,191.20046223869011,21525.439791946977,null,608,3,48.082514962947442,194.60269022970417,10811.198850394934,null,null,538,3,48.07924009926051,152.45119662675165,12201.4624561235,null,null,null,null,null,null,null,null,null,null,null,null,null,null,null,160,0,2,1,3,3]
["Solar PV",0.67,0.67,0,0,161,0,0,0,0,0,0,0,0,0,0,0,0,0,0,0,0,null,null,null,null,null,161,1,15.675379065923963,263.40121549911044,263.40121549911044,null,542,3,48.07924009926051,152.45119662675165,12249.541696222761,null,1,1,6.6989380906186931,355.29511359031648,2651.9001725701391,null,258,2,23.953125000000004,212.39396908490272,5034.536250000001,null,657,3,48.075114472325353,206.69302142002161,10859.27396486726,null,841,4,61.264721300599646,236.81648713718764,11705.428610417915,null,1161,5,125.66038265916617,192.13994117718102,21651.100174606145,null,657,3,48.075114472325353,206.69302142002161,10859.27396486726,null,null,542,3,48.07924009926051,152.45119662675165,12249.541696222761,null,null,null,null,null,null,null,null,null,null,null,null,null,null,null,161,0,2,2,0,0]
["Solar PV",0.67,0.67,0,0.33,162,0,0,0,0,0,0,0,0,0,0,0,0,0,0,0,0,null,null,null,null,null,162,1,15.6754058145154,266.70446126154053,266.70446126154053,null,756,3,80.400753405543924,152.46644191001815,12329.942449628305,null,5,1,6.6989380906186931,355.29511359031648,2658.599110660758,null,262,2,23.953125000000004,212.39396908490272,5058.489375000001,null,661,3,48.075114472325353,206.69302142002161,10907.349079339585,null,863,4,67.484655806320404,236.90085129689558,11772.913266224235,null,1096,5,125.67072530953259,192.48683949091327,21776.770899915678,null,661,3,48.075114472325353,206.69302142002161,10907.349079339585,null,null,756,3,80.400753405543924,152.46644191001815,12329.942449628305,null,null,null,null,null,null,null,null,null,null,null,null,null,null,null,162,0,2,2,0,1]
["Solar PV",0.67,0.67,0,0.67,163,0,0,0,0,0,0,0,0,0,0,0,0,0,0,0,0,null,null,null,null,null,163,1,15.675433388494849,270.10780429966684,270.10780429966684,null,760,3,80.400753405543924,152.46644191001815,12410.343203033848,null,9,1,6.6989380906186931,355.29511359031648,2665.2980487513769,null,266,2,23.953125000000004,212.39396908490272,5082.442500000001,null,665,3,48.075114472325353,206.69302142002161,10955.42419381191,null,939,4,73.898147800665171,237.12323354559697,11846.8114140249,null,1099,5,125.65830491636981,192.54535478495541,21902.429204832049,null,665,3,48.075114472325353,206.69302142002161,10955.42419381191,null,null,760,3,80.400753405543924,152.46644191001815,12410.343203033848,null,null,null,null,null,null,null,null,null,null,null,null,null,null,null,163,0,2,2,0,2]
["Solar PV",0.67,0.67,0,1,164,0,0,0,0,0,0,0,0,0,0,0,0,0,0,0,0,null,null,null,null,null,164,1,15.675460165878404,273.41104796702518,273.41104796702518,null,764,3,80.400753405543924,152.46644191001815,12490.743956439392,null,13,1,6.6989380906186931,355.29511359031648,2671.9969868419957,null,270,2,23.953125000000004,212.39396908490272,5106.395625000001,null,669,3,48.075114472325353,206.69302142002161,11003.499308284236,null,996,4,73.888995828968987,238.37723659085233,11920.700409853869,null,1214,5,141.36531819988977,192.6026009171344,22043.794523031938,null,669,3,48.075114472325353,206.69302142002161,11003.499308284236,null,null,764,3,80.400753405543924,152.46644191001815,12490.743956439392,null,null,null,null,null,null,null,null,null,null,null,null,null,null,null,164,0,2,2,0,3]
["Solar PV",0.67,0.67,0.33,0,165,0,0,0,0,0,0,0,0,0,0,0,0,0,0,0,0,null,null,null,null,null,165,1,15.675379065923963,263.40121549911044,263.40121549911044,null,768,3,80.400753405543924,152.46644191001815,12571.144709844935,null,2,1,6.6989587861587472,363.02577156322707,2678.6959456281543,null,401,2,27.340781249999992,213.43510738338128,5133.736406250001,null,658,3,48.076982487841427,212.81017031047256,11051.576290772076,null,918,4,67.485585189563736,238.74476104122553,11988.185995043434,null,1102,5,125.65808167414394,192.90861817641493,22169.452604706083,null,658,3,48.076982487841427,212.81017031047256,11051.576290772076,null,null,768,3,80.400753405543924,152.46644191001815,12571.144709844935,null,null,null,null,null,null,null,null,null,null,null,null,null,null,null,165,0,2,2,1,0]
["Solar PV",0.67,0.67,0.33,0.33,166,0,0,0,0,0,0,0,0,0,0,0,0,0,0,0,0,null,null,null,null,null,166,1,15.6754058145154,266.70446126154053,266.70446126154053,null,307,2,34.21875,152.78757397622999,12605.363459844935,null,6,1,6.6989587861587472,363.02577156322707,2685.3949044143128,null,405,2,27.340781249999992,213.43510738338128,5161.0771875000009,null,662,3,48.076982487841427,212.81017031047256,11099.653273259917,null,864,4,67.484698843107083,239.19901031218211,12055.670693886541,null,1152,5,141.36750485195029,193.24314397235116,22310.820109558033,null,662,3,48.076982487841427,212.81017031047256,11099.653273259917,null,null,307,2,34.21875,152.78757397622999,12605.363459844935,null,null,null,null,null,null,null,null,null,null,null,null,null,null,null,166,0,2,2,1,1]
["Solar PV",0.67,0.67,0.33,0.67,167,0,0,0,0,0,0,0,0,0,0,0,0,0,0,0,0,null,null,null,null,null,167,1,15.675433388494849,270.10780429966684,270.10780429966684,null,311,2,34.21875,152.78757397622999,12639.582209844935,null,10,1,6.6989587861587472,363.02577156322707,2692.0938632004713,null,409,2,27.340781249999992,213.43510738338128,5188.4179687500009,null,666,3,48.076982487841427,212.81017031047256,11147.730255747758,null,940,4,73.898188043657342,239.22206342429459,12129.568881930198,null,1234,5,130.86254538350178,193.26717793854061,22441.682654941535,null,666,3,48.076982487841427,212.81017031047256,11147.730255747758,null,null,311,2,34.21875,152.78757397622999,12639.582209844935,null,null,null,null,null,null,null,null,null,null,null,null,null,null,null,167,0,2,2,1,2]
["Solar PV",0.67,0.67,0.33,1,168,0,0,0,0,0,0,0,0,0,0,0,0,0,0,0,0,null,null,null,null,null,168,1,15.675460165878404,273.41104796702518,273.41104796702518,null,315,2,34.21875,152.78757397622999,12673.800959844935,null,14,1,6.6989587861587472,363.02577156322707,2698.7928219866299,null,413,2,27.340781249999992,213.43510738338128,5215.7587500000009,null,670,3,48.076982487841427,212.81017031047256,11195.807238235599,null,842,4,61.264760798754217,239.34806964936874,12190.833642728952,null,1172,5,130.85473853984524,193.53088330907346,22572.53739348138,null,670,3,48.076982487841427,212.81017031047256,11195.807238235599,null,null,315,2,34.21875,152.78757397622999,12673.800959844935,null,null,null,null,null,null,null,null,null,null,null,null,null,null,null,168,0,2,2,1,3]
["Solar PV",0.67,0.67,0.67,0,169,0,0,0,0,0,0,0,0,0,0,0,0,0,0,0,0,null,null,null,null,null,169,1,15.675379065923963,263.40121549911044,263.40121549911044,null,319,2,34.21875,152.78757397622999,12708.019709844935,null,3,1,6.6989801316425748,370.99069267742294,2705.4918021182725,null,484,2,30.831093750000015,215.43463156090195,5246.5898437500009,null,513,3,32.158183135931516,218.76663266318309,11227.965421371529,null,919,4,67.485623250425263,241.11267381473903,12258.319265979377,null,1251,5,136.19188446992246,194.08630180043565,22708.729277951301,null,513,3,32.158183135931516,218.76663266318309,11227.965421371529,null,null,319,2,34.21875,152.78757397622999,12708.019709844935,null,null,null,null,null,null,null,null,null,null,null,null,null,null,null,169,0,2,2,2,0]
["Solar PV",0.67,0.67,0.67,0.33,170,0,0,0,0,0,0,0,0,0,0,0,0,0,0,0,0,null,null,null,null,null,170,1,15.6754058145154,266.70446126154053,266.70446126154053,null,1125,5,136.18186768150861,152.8827352492028,12844.201577526444,null,7,1,6.6989801316425748,370.99069267742294,2712.1907822499152,null,488,2,30.831093750000015,215.43463156090195,5277.4209375000009,null,517,3,32.158183135931516,218.76663266318309,11260.12360450746,null,843,4,61.26480150969968,241.95636719302175,12319.584067489077,null,1040,5,125.6612198104033,194.21709146011779,22834.390497761706,null,517,3,32.158183135931516,218.76663266318309,11260.12360450746,null,null,1125,5,136.18186768150861,152.8827352492028,12844.201577526444,null,null,null,null,null,null,null,null,null,null,null,null,null,null,null,170,0,2,2,2,1]
["Solar PV",0.67,0.67,0.67,0.67,171,0,0,0,0,0,0,0,0,0,0,0,0,0,0,0,0,null,null,null,null,null,171,1,15.675433388494849,270.10780429966684,270.10780429966684,null,1060,5,136.18867727763453,152.89894260861664,12980.390254804079,null,11,1,6.6989801316425748,370.99069267742294,2718.8897623815578,null,492,2,30.831093750000015,215.43463156090195,5308.252031250001,null,521,3,32.158183135931516,218.76663266318309,11292.281787643391,null,1017,4,80.116466036198119,242.08680450193725,12399.700533525274,null,1237,5,130.86208214126489,194.25274894274617,22965.252579902972,null,521,3,32.158183135931516,218.76663266318309,11292.281787643391,null,null,1060,5,136.18867727763453,152.89894260861664,12980.390254804079,null,null,null,null,null,null,null,null,null,null,null,null,null,null,null,171,0,2,2,2,2]
["Solar PV",0.67,0.67,0.67,1,172,0,0,0,0,0,0,0,0,0,0,0,0,0,0,0,0,null,null,null,null,null,172,1,15.675460165878404,273.41104796702518,273.41104796702518,null,1085,5,141.37322198488022,152.99089860090388,13121.763476788959,null,15,1,6.6989801316425748,370.99069267742294,2725.5887425132005,null,496,2,30.831093750000015,215.43463156090195,5339.083125000001,null,525,3,32.158183135931516,218.76663266318309,11324.439970779322,null,897,4,61.263204818660171,243.3426156535657,12460.963738343935,null,1175,5,130.85434679210329,194.52614537339591,23096.106926695076,null,525,3,32.158183135931516,218.76663266318309,11324.439970779322,null,null,1085,5,141.37322198488022,152.99089860090388,13121.763476788959,null,null,null,null,null,null,null,null,null,null,null,null,null,null,null,172,0,2,2,2,3]
["Solar PV",0.67,0.67,1,0,173,0,0,0,0,0,0,0,0,0,0,0,0,0,0,0,0,null,null,null,null,null,173,1,15.675379065923963,263.40121549911044,263.40121549911044,null,673,3,64.475383578423433,154.11964797372161,13186.238860367383,null,145,1,11.120221634899,371.40323631546534,2736.7089641480993,null,259,2,23.953125000000004,217.9414589772199,5363.036250000001,null,659,3,48.078914893029626,219.11268798594998,11372.518885672351,null,920,4,67.48566020319997,243.41094224159448,12528.449398547134,null,1268,5,141.36815229713761,195.16704757427391,23237.475078992215,null,659,3,48.078914893029626,219.11268798594998,11372.518885672351,null,null,673,3,64.475383578423433,154.11964797372161,13186.238860367383,null,null,null,null,null,null,null,null,null,null,null,null,null,null,null,173,0,2,2,3,0]
["Solar PV",0.67,0.67,1,0.33,174,0,0,0,0,0,0,0,0,0,0,0,0,0,0,0,0,null,null,null,null,null,174,1,15.6754058145154,266.70446126154053,266.70446126154053,null,677,3,64.475383578423433,154.11964797372161,13250.714243945806,null,149,1,11.120221634899,371.40323631546534,2747.8291857829981,null,263,2,23.953125000000004,217.9414589772199,5386.989375000001,null,663,3,48.078914893029626,219.11268798594998,11420.59780056538,null,997,4,73.888949348965809,243.89148697042876,12602.3383478961,null,1254,5,136.19156551198282,195.17555631652243,23373.666644504196,null,663,3,48.078914893029626,219.11268798594998,11420.59780056538,null,null,677,3,64.475383578423433,154.11964797372161,13250.714243945806,null,null,null,null,null,null,null,null,null,null,null,null,null,null,null,174,0,2,2,3,1]
["Solar PV",0.67,0.67,1,0.67,175,0,0,0,0,0,0,0,0,0,0,0,0,0,0,0,0,null,null,null,null,null,175,1,15.675433388494849,270.10780429966684,270.10780429966684,null,681,3,64.475383578423433,154.11964797372161,13315.189627524229,null,153,1,11.120221634899,371.40323631546534,2758.949407417897,null,267,2,23.953125000000004,217.9414589772199,5410.942500000001,null,667,3,48.078914893029626,219.11268798594998,11468.676715458409,null,1018,4,80.116502994777719,244.02255976774137,12682.454850890877,null,1116,5,130.84211921090156,195.19495864246315,23504.508763715097,null,667,3,48.078914893029626,219.11268798594998,11468.676715458409,null,null,681,3,64.475383578423433,154.11964797372161,13315.189627524229,null,null,null,null,null,null,null,null,null,null,null,null,null,null,null,175,0,2,2,3,2]
["Solar PV",0.67,0.67,1,1,176,0,0,0,0,0,0,0,0,0,0,0,0,0,0,0,0,null,null,null,null,null,176,1,15.675460165878404,273.41104796702518,273.41104796702518,null,685,3,64.475383578423433,154.11964797372161,13379.665011102652,null,157,1,11.120221634899,371.40323631546534,2770.0696290527958,null,271,2,23.953125000000004,217.9414589772199,5434.895625000001,null,671,3,48.078914893029626,219.11268798594998,11516.755630351438,null,844,4,61.264841038673218,244.48795049940236,12743.719691929551,null,1178,5,130.85394406748392,195.55158884122778,23635.36270778258,null,671,3,48.078914893029626,219.11268798594998,11516.755630351438,null,null,685,3,64.475383578423433,154.11964797372161,13379.665011102652,null,null,null,null,null,null,null,null,null,null,null,null,null,null,null,176,0,2,2,3,3]
["Solar PV",0.67,1,0,0,177,0,0,0,0,0,0,0,0,0,0,0,0,0,0,0,0,null,null,null,null,null,177,1,20.096239311744391,205.29738676640466,205.29738676640466,null,820,4,80.117462380125659,154.18976886497967,13459.782473482777,null,146,1,11.120241158339441,376.06028807311264,2781.1898702111353,null,402,2,27.340781249999988,218.15042732088585,5462.236406250001,null,660,3,48.080798049611381,225.22983806917122,11564.836428401049,null,941,4,73.897485918936056,244.62717177740774,12817.617177848488,null,1119,5,130.84190390480475,196.20519775251276,23766.204611687386,null,660,3,48.080798049611381,225.22983806917122,11564.836428401049,null,null,820,4,80.117462380125659,154.18976886497967,13459.782473482777,null,null,null,null,null,null,null,null,null,null,null,null,null,null,null,177,0,2,3,0,0]
["Solar PV",0.67,1,0,0.33,178,0,0,0,0,0,0,0,0,0,0,0,0,0,0,0,0,null,null,null,null,null,178,1,20.09627041724762,207.87272115042606,207.87272115042606,null,1063,5,136.18823678727881,154.24807876950624,13595.970710270056,null,150,1,11.120241158339441,376.06028807311264,2792.3101113694747,null,406,2,27.340781249999988,218.15042732088585,5489.5771875000009,null,664,3,48.080798049611381,225.22983806917122,11612.917226450661,null,898,4,61.263238166894226,245.87424734452472,12878.880416015381,null,1181,5,130.85355404865072,196.54689307920194,23897.058165736038,null,664,3,48.080798049611381,225.22983806917122,11612.917226450661,null,null,1063,5,136.18823678727881,154.24807876950624,13595.970710270056,null,null,null,null,null,null,null,null,null,null,null,null,null,null,null,178,0,2,3,0,1]
["Solar PV",0.67,1,0,0.67,179,0,0,0,0,0,0,0,0,0,0,0,0,0,0,0,0,null,null,null,null,null,179,1,20.096302464324573,210.52608802063571,210.52608802063571,null,34,1,15.673700620455818,154.46540760856192,13611.644410890513,null,154,1,11.120241158339441,376.06028807311264,2803.4303525278142,null,410,2,27.340781249999988,218.15042732088585,5516.9179687500009,null,668,3,48.080798049611381,225.22983806917122,11660.998024500273,null,998,4,73.888988013360645,245.99121173452352,12952.769404028742,null,1192,5,136.20073513053543,196.77014851398505,24033.258900866575,null,668,3,48.080798049611381,225.22983806917122,11660.998024500273,null,null,34,1,15.673700620455818,154.46540760856192,13611.644410890513,null,null,null,null,null,null,null,null,null,null,null,null,null,null,null,179,0,2,3,0,2]
["Solar PV",0.67,1,0,1,180,0,0,0,0,0,0,0,0,0,0,0,0,0,0,0,0,null,null,null,null,null,180,1,20.096333567779968,213.10140694513623,213.10140694513623,null,38,1,15.673700620455818,154.46540760856192,13627.318111510969,null,158,1,11.120241158339441,376.06028807311264,2814.5505936861537,null,414,2,27.340781249999988,218.15042732088585,5544.2587500000009,null,672,3,48.080798049611381,225.22983806917122,11709.078822549885,null,1019,4,80.116541086158904,246.01697482948649,13032.885945114902,null,1257,5,136.19125715677211,196.82318956742699,24169.450158023348,null,672,3,48.080798049611381,225.22983806917122,11709.078822549885,null,null,38,1,15.673700620455818,154.46540760856192,13627.318111510969,null,null,null,null,null,null,null,null,null,null,null,null,null,null,null,180,0,2,3,0,3]
["Solar PV",0.67,1,0.33,0,181,0,0,0,0,0,0,0,0,0,0,0,0,0,0,0,0,null,null,null,null,null,181,1,20.096239311744391,205.29738676640466,205.29738676640466,null,42,1,15.673700620455818,154.46540760856192,13642.991812131426,null,4,1,6.6990008714929328,378.72135218387911,2821.2495945576466,null,403,2,27.340781250000003,223.00863135687121,5571.5995312500008,null,514,3,32.159993461610867,227.9117270117585,11741.238816011497,null,942,4,73.897526068179857,246.72600064003814,13106.783471183082,null,1271,5,141.36793500812291,196.83546138970684,24310.81809303147,null,514,3,32.159993461610867,227.9117270117585,11741.238816011497,null,null,42,1,15.673700620455818,154.46540760856192,13642.991812131426,null,null,null,null,null,null,null,null,null,null,null,null,null,null,null,181,0,2,3,1,0]
["Solar PV",0.67,1,0.33,0.33,182,0,0,0,0,0,0,0,0,0,0,0,0,0,0,0,0,null,null,null,null,null,182,1,20.09627041724762,207.87272115042606,207.87272115042606,null,46,1,15.673700620455818,154.46540760856192,13658.665512751882,null,8,1,6.6990008714929328,378.72135218387911,2827.9485954291395,null,407,2,27.340781250000003,223.00863135687121,5598.9403125000008,null,518,3,32.159993461610867,227.9117270117585,11773.398809473108,null,1020,4,80.116578069670439,247.95273115326685,13186.900049252752,null,1195,5,136.20013987780956,198.40048293212706,24447.018232909279,null,518,3,32.159993461610867,227.9117270117585,11773.398809473108,null,null,46,1,15.673700620455818,154.46540760856192,13658.665512751882,null,null,null,null,null,null,null,null,null,null,null,null,null,null,null,182,0,2,3,1,1]
["Solar PV",0.67,1,0.33,0.67,183,0,0,0,0,0,0,0,0,0,0,0,0,0,0,0,0,null,null,null,null,null,183,1,20.096302464324573,210.52608802063571,210.52608802063571,null,1089,5,125.66947265232614,154.55079152399563,13784.334985404208,null,12,1,6.6990008714929328,378.72135218387911,2834.6475963006324,null,411,2,27.340781250000003,223.00863135687121,5626.2810937500008,null,522,3,32.159993461610867,227.9117270117585,11805.55880293472,null,999,4,73.88902785103582,248.15456293565447,13260.789077103787,null,1274,5,141.36770980125721,198.55431073874075,24588.385942710534,null,522,3,32.159993461610867,227.9117270117585,11805.55880293472,null,null,1089,5,125.66947265232614,154.55079152399563,13784.334985404208,null,null,null,null,null,null,null,null,null,null,null,null,null,null,null,183,0,2,3,1,2]
["Solar PV",0.67,1,0.33,1,184,0,0,0,0,0,0,0,0,0,0,0,0,0,0,0,0,null,null,null,null,null,184,1,20.096333567779968,213.10140694513623,213.10140694513623,null,1027,5,125.66073087909278,155.00157561939972,13909.995716283302,null,16,1,6.6990008714929328,378.72135218387911,2841.3465971721253,null,415,2,27.340781250000003,223.00863135687121,5653.6218750000007,null,526,3,32.159993461610867,227.9117270117585,11837.718796396332,null,899,4,61.263272531222263,248.48259407290774,13322.052349635009,null,1136,5,136.18321480063602,198.83792139360926,24724.56915751117,null,526,3,32.159993461610867,227.9117270117585,11837.718796396332,null,null,1027,5,125.66073087909278,155.00157561939972,13909.995716283302,null,null,null,null,null,null,null,null,null,null,null,null,null,null,null,184,0,2,3,1,3]
["Solar PV",0.67,1,0.67,0,185,0,0,0,0,0,0,0,0,0,0,0,0,0,0,0,0,null,null,null,null,null,185,1,20.096239311744391,205.29738676640466,205.29738676640466,null,1139,5,141.36688441981875,155.04769559007727,14051.36260070312,null,147,1,11.120261285645173,380.858462918481,2852.4668584577703,null,260,2,23.953124999999993,223.32576675085627,5677.5750000000007,null,721,3,48.074583470285972,236.41504761310304,11885.793379866618,null,921,4,67.485538604348761,248.66748038417521,13389.537888239358,null,1212,5,141.36591286167143,199.40771442230826,24865.935070372841,null,721,3,48.074583470285972,236.41504761310304,11885.793379866618,null,null,1139,5,141.36688441981875,155.04769559007727,14051.36260070312,null,null,null,null,null,null,null,null,null,null,null,null,null,null,null,185,0,2,3,2,0]
["Solar PV",0.67,1,0.67,0.33,186,0,0,0,0,0,0,0,0,0,0,0,0,0,0,0,0,null,null,null,null,null,186,1,20.09627041724762,207.87272115042606,207.87272115042606,null,1201,5,141.3780628251744,155.28061691841862,14192.740663528295,null,151,1,11.120261285645173,380.858462918481,2863.5871197434153,null,264,2,23.953124999999993,223.32576675085627,5701.5281250000007,null,725,3,48.074583470285972,236.41504761310304,11933.867963336905,null,845,4,61.264702494697431,248.67603776945415,13450.802590734056,null,1198,5,136.19954446072498,199.47319613510996,25002.134614833565,null,725,3,48.074583470285972,236.41504761310304,11933.867963336905,null,null,1201,5,141.3780628251744,155.28061691841862,14192.740663528295,null,null,null,null,null,null,null,null,null,null,null,null,null,null,null,186,0,2,3,2,1]
["Solar PV",0.67,1,0.67,0.67,187,0,0,0,0,0,0,0,0,0,0,0,0,0,0,0,0,null,null,null,null,null,187,1,20.096302464324573,210.52608802063571,210.52608802063571,null,1030,5,125.66039778786742,155.3604578029562,14318.401061316163,null,155,1,11.120261285645173,380.858462918481,2874.7073810290603,null,268,2,23.953124999999993,223.32576675085627,5725.4812500000007,null,729,3,48.074583470285972,236.41504761310304,11981.942546807191,null,943,4,73.897567480048593,248.88843615403152,13524.700158214106,null,1218,5,125.66947010148772,199.78841788251063,25127.804084935055,null,729,3,48.074583470285972,236.41504761310304,11981.942546807191,null,null,1030,5,125.66039778786742,155.3604578029562,14318.401061316163,null,null,null,null,null,null,null,null,null,null,null,null,null,null,null,187,0,2,3,2,2]
["Solar PV",0.67,1,0.67,1,188,0,0,0,0,0,0,0,0,0,0,0,0,0,0,0,0,null,null,null,null,null,188,1,20.096333567779968,213.10140694513623,213.10140694513623,null,1066,5,136.18785204109281,155.64171113479375,14454.588913357256,null,159,1,11.120261285645173,380.858462918481,2885.8276423147054,null,272,2,23.953124999999993,223.32576675085627,5749.4343750000007,null,733,3,48.074583470285972,236.41504761310304,12030.017130277478,null,1000,4,73.889066518611031,250.25428462318251,13598.589224732717,null,1156,5,125.66118182890806,200.09486635448491,25253.465266763964,null,733,3,48.074583470285972,236.41504761310304,12030.017130277478,null,null,1066,5,136.18785204109281,155.64171113479375,14454.588913357256,null,null,null,null,null,null,null,null,null,null,null,null,null,null,null,188,0,2,3,2,3]
["Solar PV",0.67,1,1,0,189,0,0,0,0,0,0,0,0,0,0,0,0,0,0,0,0,null,null,null,null,null,189,1,20.096239311744391,205.29738676640466,205.29738676640466,null,1033,5,125.66007235383124,156.29896014231562,14580.248985711087,null,148,1,11.120280832868689,385.51551527631096,2896.9479231475739,null,321,2,23.953125000000011,225.6412838839056,5773.3875000000007,null,515,3,32.161869536820646,237.33394562108612,12062.178999814299,null,922,4,67.485575550593751,250.9657520044058,13666.074800283312,null,1277,5,141.36748994497285,200.22248819213684,25394.832756708936,null,515,3,32.161869536820646,237.33394562108612,12062.178999814299,null,null,1033,5,125.66007235383124,156.29896014231562,14580.248985711087,null,null,null,null,null,null,null,null,null,null,null,null,null,null,null,189,0,2,3,3,0]
["Solar PV",0.67,1,1,0.33,190,0,0,0,0,0,0,0,0,0,0,0,0,0,0,0,0,null,null,null,null,null,190,1,20.09627041724762,207.87272115042606,207.87272115042606,null,1142,5,141.36660272349303,156.46738327317442,14721.615588434579,null,152,1,11.120280832868689,385.51551527631096,2908.0682039804424,null,325,2,23.953125000000011,225.6412838839056,5797.3406250000007,null,519,3,32.161869536820646,237.33394562108612,12094.340869351121,null,944,4,73.897607718655621,250.98727624571535,13739.972408001968,null,1221,5,125.66914247270026,200.41748571929006,25520.501899181636,null,519,3,32.161869536820646,237.33394562108612,12094.340869351121,null,null,1142,5,141.36660272349303,156.46738327317442,14721.615588434579,null,null,null,null,null,null,null,null,null,null,null,null,null,null,null,190,0,2,3,3,1]
["Solar PV",0.67,1,1,0.67,191,0,0,0,0,0,0,0,0,0,0,0,0,0,0,0,0,null,null,null,null,null,191,1,20.096302464324573,210.52608802063571,210.52608802063571,null,308,2,34.21875,156.55456638482752,14755.834338434579,null,156,1,11.120280832868689,385.51551527631096,2919.1884848133109,null,329,2,23.953125000000011,225.6412838839056,5821.2937500000007,null,523,3,32.161869536820646,237.33394562108612,12126.502738887943,null,900,4,61.263305890217204,251.0142236788306,13801.235713892185,null,1159,5,125.66094794890662,200.73469691034765,25646.162847130541,null,523,3,32.161869536820646,237.33394562108612,12126.502738887943,null,null,308,2,34.21875,156.55456638482752,14755.834338434579,null,null,null,null,null,null,null,null,null,null,null,null,null,null,null,191,0,2,3,3,2]
["Solar PV",0.67,1,1,1,192,0,0,0,0,0,0,0,0,0,0,0,0,0,0,0,0,null,null,null,null,null,192,1,20.096333567779968,213.10140694513623,213.10140694513623,null,312,2,34.21875,156.55456638482752,14790.053088434579,null,160,1,11.120280832868689,385.51551527631096,2930.3087656461794,null,333,2,23.953125000000011,225.6412838839056,5845.2468750000007,null,527,3,32.161869536820646,237.33394562108612,12158.664608424764,null,846,4,61.264742021169504,251.20762665844393,13862.500455913354,null,1215,5,141.36572704392685,201.07983526457656,25787.528574174466,null,527,3,32.161869536820646,237.33394562108612,12158.664608424764,null,null,312,2,34.21875,156.55456638482752,14790.053088434579,null,null,null,null,null,null,null,null,null,null,null,null,null,null,null,192,0,2,3,3,3]
[{"$f":"+OFFSET($B$51,CT479,0)","v":"Solar PV"},{"$f":"+OFFSET($C$89,0,CU479)","v":1},{"$f":"+OFFSET($C$89,1,CV479)","v":0},{"$f":"+OFFSET($C$89,2,CW479)","v":0},{"$f":"+OFFSET($C$89,3,CX479)","v":0},193,0,0,0,0,0,0,0,0,0,0,0,0,0,0,0,0,null,null,null,null,null,193,1,6.6991671732942146,746.21886429776407,{"$f":"IF(AE479<0,0,AE479)","v":746.21886429776407},null,316,2,34.21875,156.55456638482752,14824.271838434579,null,209,1,11.120231555549752,448.93466451195127,2941.4289972017291,null,404,2,27.340781250000003,227.72394281585528,5872.5876562500007,null,722,3,48.076202617882977,242.53211759851223,12206.740811042648,null,977,4,67.491032601038143,253.1691626978286,13929.991488514392,null,1162,5,125.66070586761906,201.39379102240724,25913.189280042086,null,722,3,48.076202617882977,242.53211759851223,12206.740811042648,null,null,316,2,34.21875,156.55456638482752,14824.271838434579,null,null,null,null,null,null,null,null,null,null,null,null,null,null,null,{"$f":"+F479","v":193},0,3,0,0,0]
["Solar PV",1,0,0,0.33,194,{"$f":"OFFSET($C$60,$CT480,0)+(OFFSET($D$60,$CT480,0)-OFFSET($C$60,$CT480,0))*B480","v":0},{"$f":"+OFFSET($J$78,$CT480,0)","v":0},{"$f":"+OFFSET($J$78,$CT480,1)","v":0},{"$f":"+OFFSET($J$78,$CT480,2)","v":0},{"$f":"OFFSET($C$78,$CT480,0)+(OFFSET($D$78,$CT480,0)-OFFSET($C$78,$CT480,0))*D480","v":0},{"$f":"+OFFSET($F$78,$CT480,0)","v":0},{"$f":"OFFSET($C$69,$CT480,0)+(OFFSET($D$69,$CT480,0)-OFFSET($C$69,$CT480,0))*E480","v":0},{"$f":"+OFFSET($C$51,$CT480,0)/$D$284","v":0},{"$f":"+OFFSET($D$51,$CT480,0)","v":0},{"$f":"+OFFSET($E$51,$CT480,0)","v":0},{"$f":"+OFFSET($F$51,$CT480,0)","v":0},{"$f":"+OFFSET($G$51,$CT480,0)","v":0},{"$f":"+OFFSET($H$51,$CT480,0)","v":0},{"$f":"OFFSET($J$51,$CT480,0)+(OFFSET($K$51,$CT480,0)-OFFSET($J$51,$CT480,0))*C480","v":0},{"$f":"+OFFSET($H$78,$CT480,0)","v":0},{"$f":"+OFFSET($I$78,$CT480,0)","v":0},null,null,null,null,null,{"$f":"+F480","v":194},{"$f":"+CT480+1","v":1},6.6991753060376844,753.94271371774073,753.94271371774073,null,320,2,34.21875,156.55456638482752,{"$f":"AL479+AJ480","v":14858.490588434579},null,213,1,11.120231555549752,448.93466451195127,{"$f":"AR479+AP480","v":2952.5492287572788},null,408,2,27.340781250000003,227.72394281585528,{"$f":"AX479+AV480","v":5899.9284375000007},null,726,3,48.076202617882977,242.53211759851223,{"$f":"BD479+BB480","v":12254.817013660531},null,923,4,67.485613628083527,253.33366836363723,{"$f":"BJ479+BH480","v":13997.477102142475},null,1100,5,125.65869579554479,201.80074047002915,{"$f":"BP479+BN480","v":26038.847975837631},null,726,3,48.076202617882977,242.53211759851223,12254.817013660531,null,null,{"$f":"+IF($AL480<$C$21,AH480,\"\")","v":320},{"$f":"+IF($AL480<$C$21,AI480,\"\")","v":2},{"$f":"+IF($AL480<$C$21,AJ480,\"\")","v":34.21875},{"$f":"+IF($AL480<$C$21,AK480,\"\")","v":156.55456638482752},{"$f":"+IF($AL480<$C$21,AL480,\"\")","v":14858.490588434579},null,null,null,null,null,null,null,null,null,null,null,null,null,null,null,194,{"$f":"+IF(CU480<CU479,IF(CT479+1>CT$286-1,0,CT479+1),CT479)","v":0},{"$f":"+IF(CV480<CV479,IF(CU479+1>CU$286-1,0,CU479+1),CU479)","v":3},{"$f":"+IF(CW480<CW479,IF(CV479+1>CV$286-1,0,CV479+1),CV479)","v":0},{"$f":"+IF(CX480<CX479,IF(CW479+1>CW$286-1,0,CW479+1),CW479)","v":0},{"$f":"+MOD($CS480-1,CX$286)","v":1}]
["Solar PV",1,0,0,0.67,{"$f":"+F480+1","v":195},0,0,0,0,0,0,0,0,0,0,0,0,0,0,0,0,null,null,null,null,null,195,1,6.6991836997914262,761.90066318889512,761.90066318889512,null,1069,5,136.18747633350728,156.99419065739241,14994.678064768086,null,217,1,11.120231555549752,448.93466451195127,2963.6694603128285,null,412,2,27.340781250000003,227.72394281585528,5927.2692187500006,null,730,3,48.076202617882977,242.53211759851223,12302.893216278415,null,847,4,61.264782761139202,253.81593073902167,14058.741884903615,null,1165,5,125.66046984474575,202.03337988107808,26164.508445682375,null,730,3,48.076202617882977,242.53211759851223,12302.893216278415,null,null,1069,5,136.18747633350728,156.99419065739241,14994.678064768086,null,null,null,null,null,null,null,null,null,null,null,null,null,null,null,195,0,3,0,0,2]
["Solar PV",1,0,0,1,196,0,0,0,0,0,0,0,0,0,0,0,0,0,0,0,0,null,null,null,null,null,196,1,6.6991918607222152,769.62459764454286,769.62459764454286,null,369,2,34.21875,157.6264536673998,15028.896814768086,null,221,1,11.120231555549752,448.93466451195127,2974.7896918683782,null,416,2,27.340781250000003,227.72394281585528,5954.6100000000006,null,734,3,48.076202617882977,242.53211759851223,12350.969418896299,null,1021,4,80.116417872532068,253.94227901274607,14138.858302776147,null,1235,5,130.86299980468573,202.43547995064651,26295.371445487061,null,734,3,48.076202617882977,242.53211759851223,12350.969418896299,null,null,369,2,34.21875,157.6264536673998,15028.896814768086,null,null,null,null,null,null,null,null,null,null,null,null,null,null,null,196,0,3,0,0,3]
["Solar PV",1,0,0.33,0,197,0,0,0,0,0,0,0,0,0,0,0,0,0,0,0,0,null,null,null,null,null,197,1,6.6991671732942146,746.21886429776407,746.21886429776407,null,373,2,34.21875,157.6264536673998,15063.115564768086,null,210,1,11.120247692528999,453.59177543738878,2985.9099395609073,null,465,2,27.340781249999992,229.23896801012481,5981.9507812500005,null,516,3,32.163703540763827,246.47924747131978,12383.133122437062,null,901,4,61.263219368867667,255.20961519807312,14200.121522145015,null,1103,5,125.65848525546464,202.44457431898931,26421.029930742527,null,516,3,32.163703540763827,246.47924747131978,12383.133122437062,null,null,373,2,34.21875,157.6264536673998,15063.115564768086,null,null,null,null,null,null,null,null,null,null,null,null,null,null,null,197,0,3,0,1,0]
["Solar PV",1,0,0.33,0.33,198,0,0,0,0,0,0,0,0,0,0,0,0,0,0,0,0,null,null,null,null,null,198,1,6.6991753060376844,753.94271371774073,753.94271371774073,null,377,2,34.21875,157.6264536673998,15097.334314768086,null,214,1,11.120247692528999,453.59177543738878,2997.0301872534365,null,469,2,27.340781249999992,229.23896801012481,6009.2915625000005,null,520,3,32.163703540763827,246.47924747131978,12415.296825977826,null,978,4,67.49107081720058,255.4687523260109,14267.612592962216,null,1252,5,136.19221479986228,202.62613329272443,26557.22214554239,null,520,3,32.163703540763827,246.47924747131978,12415.296825977826,null,null,377,2,34.21875,157.6264536673998,15097.334314768086,null,null,null,null,null,null,null,null,null,null,null,null,null,null,null,198,0,3,0,1,1]
["Solar PV",1,0,0.33,0.67,199,0,0,0,0,0,0,0,0,0,0,0,0,0,0,0,0,null,null,null,null,null,199,1,6.6991836997914262,761.90066318889512,761.90066318889512,null,381,2,34.21875,157.6264536673998,15131.553064768086,null,218,1,11.120247692528999,453.59177543738878,3008.1504349459656,null,473,2,27.340781249999992,229.23896801012481,6036.6323437500005,null,524,3,32.163703540763827,246.47924747131978,12447.46052951859,null,924,4,67.485650596968057,255.63194026401177,14335.098243559183,null,1238,5,130.86252197988333,203.15133813809669,26688.084667522275,null,524,3,32.163703540763827,246.47924747131978,12447.46052951859,null,null,381,2,34.21875,157.6264536673998,15131.553064768086,null,null,null,null,null,null,null,null,null,null,null,null,null,null,null,199,0,3,0,1,2]
["Solar PV",1,0,0.33,1,200,0,0,0,0,0,0,0,0,0,0,0,0,0,0,0,0,null,null,null,null,null,200,1,6.6991918607222152,769.62459764454286,769.62459764454286,null,1080,5,141.37450074426164,157.834832979997,15272.927565512347,null,222,1,11.120247692528999,453.59177543738878,3019.2706826384947,null,477,2,27.340781249999992,229.23896801012481,6063.9731250000004,null,528,3,32.163703540763827,246.47924747131978,12479.624233059354,null,1022,4,80.116454871608155,255.8780417624329,14415.214698430791,null,1176,5,130.85472730349733,203.4162188800247,26818.939394825771,null,528,3,32.163703540763827,246.47924747131978,12479.624233059354,null,null,1080,5,141.37450074426164,157.834832979997,15272.927565512347,null,null,null,null,null,null,null,null,null,null,null,null,null,null,null,200,0,3,0,1,3]
["Solar PV",1,0,0.67,0,201,0,0,0,0,0,0,0,0,0,0,0,0,0,0,0,0,null,null,null,null,null,201,1,6.6991671732942146,746.21886429776407,746.21886429776407,null,35,1,15.673723075890585,157.85961960944769,15288.601288588237,null,211,1,11.120264326864392,458.39001121350134,3030.390946965359,null,322,2,23.953124999999996,231.02242810156207,6087.9262500000004,null,723,3,48.077881889658848,248.83488026185253,12527.702114949014,null,1001,4,73.88902123799555,256.12826945328243,14489.103719668787,null,1255,5,136.19190557672428,203.97418495857781,26955.131300402496,null,723,3,48.077881889658848,248.83488026185253,12527.702114949014,null,null,35,1,15.673723075890585,157.85961960944769,15288.601288588237,null,null,null,null,null,null,null,null,null,null,null,null,null,null,null,201,0,3,0,2,0]
["Solar PV",1,0,0.67,0.33,202,0,0,0,0,0,0,0,0,0,0,0,0,0,0,0,0,null,null,null,null,null,202,1,6.6991753060376844,753.94271371774073,753.94271371774073,null,39,1,15.673723075890585,157.85961960944769,15304.275011664127,null,215,1,11.120264326864392,458.39001121350134,3041.5112112922234,null,326,2,23.953124999999996,231.02242810156207,6111.8793750000004,null,727,3,48.077881889658848,248.83488026185253,12575.779996838673,null,848,4,61.26482231813663,256.34752035802433,14550.368541986923,null,1241,5,130.86205847096809,204.43646683885558,27085.993358873464,null,727,3,48.077881889658848,248.83488026185253,12575.779996838673,null,null,39,1,15.673723075890585,157.85961960944769,15304.275011664127,null,null,null,null,null,null,null,null,null,null,null,null,null,null,null,202,0,3,0,2,1]
["Solar PV",1,0,0.67,0.67,203,0,0,0,0,0,0,0,0,0,0,0,0,0,0,0,0,null,null,null,null,null,203,1,6.6991836997914262,761.90066318889512,761.90066318889512,null,43,1,15.673723075890585,157.85961960944769,15319.948734740017,null,219,1,11.120264326864392,458.39001121350134,3052.6314756190877,null,330,2,23.953124999999996,231.02242810156207,6135.8325000000004,null,731,3,48.077881889658848,248.83488026185253,12623.857878728333,null,902,4,61.263252701311778,257.74124262410851,14611.631794688235,null,1179,5,130.85433543906154,204.71105327992166,27216.847694312524,null,731,3,48.077881889658848,248.83488026185253,12623.857878728333,null,null,43,1,15.673723075890585,157.85961960944769,15319.948734740017,null,null,null,null,null,null,null,null,null,null,null,null,null,null,null,203,0,3,0,2,2]
["Solar PV",1,0,0.67,1,204,0,0,0,0,0,0,0,0,0,0,0,0,0,0,0,0,null,null,null,null,null,204,1,6.6991918607222152,769.62459764454286,769.62459764454286,null,47,1,15.673723075890585,157.85961960944769,15335.622457815907,null,223,1,11.120264326864392,458.39001121350134,3063.7517399459521,null,334,2,23.953124999999996,231.02242810156207,6159.7856250000004,null,735,3,48.077881889658848,248.83488026185253,12671.935760617993,null,979,4,67.491110227881052,257.83803286365452,14679.122904916116,null,1272,5,141.36825775122782,205.06100183207451,27358.215952063751,null,735,3,48.077881889658848,248.83488026185253,12671.935760617993,null,null,47,1,15.673723075890585,157.85961960944769,15335.622457815907,null,null,null,null,null,null,null,null,null,null,null,null,null,null,null,204,0,3,0,2,3]
["Solar PV",1,0,1,0,205,0,0,0,0,0,0,0,0,0,0,0,0,0,0,0,0,null,null,null,null,null,205,1,6.6991671732942146,746.21886429776407,746.21886429776407,null,1106,5,130.85376745740129,157.91124637635374,15466.476225273309,null,212,1,11.120280480071473,463.04712267855905,3074.8720204260235,null,466,2,27.340781249999996,233.95387981378732,6187.1264062500004,null,724,3,48.079517515597281,254.95226947682545,12720.015278133591,null,1023,4,80.116493004628254,257.87246451925546,14759.239397920745,null,1120,5,130.84228352763012,205.09209223224161,27489.058235591379,null,724,3,48.079517515597281,254.95226947682545,12720.015278133591,null,null,1106,5,130.85376745740129,157.91124637635374,15466.476225273309,null,null,null,null,null,null,null,null,null,null,null,null,null,null,null,205,0,3,0,3,0]
["Solar PV",1,0,1,0.33,206,0,0,0,0,0,0,0,0,0,0,0,0,0,0,0,0,null,null,null,null,null,206,1,6.6991753060376844,753.94271371774073,753.94271371774073,null,1109,5,130.84083272902046,158.06995365844205,15597.317058002329,null,216,1,11.120280480071473,463.04712267855905,3085.9923009060949,null,470,2,27.340781249999996,233.95387981378732,6214.4671875000004,null,728,3,48.079517515597281,254.95226947682545,12768.094795649189,null,1002,4,73.889059846630559,258.22798217497774,14833.128457767376,null,1258,5,136.19158694939239,205.3630486731779,27625.249822540773,null,728,3,48.079517515597281,254.95226947682545,12768.094795649189,null,null,1109,5,130.84083272902046,158.06995365844205,15597.317058002329,null,null,null,null,null,null,null,null,null,null,null,null,null,null,null,206,0,3,0,3,1]
["Solar PV",1,0,1,0.67,207,0,0,0,0,0,0,0,0,0,0,0,0,0,0,0,0,null,null,null,null,null,207,1,6.6991836997914262,761.90066318889512,761.90066318889512,null,801,4,73.899880073612394,158.19119729985516,15671.216938075941,null,220,1,11.120280480071473,463.04712267855905,3097.1125813861663,null,474,2,27.340781249999996,233.95387981378732,6241.8079687500003,null,732,3,48.079517515597281,254.95226947682545,12816.174313164787,null,1024,4,80.1165300284718,259.80822829666215,14913.244987795848,null,1182,5,130.85393326207537,205.4369565877027,27756.103755802847,null,732,3,48.079517515597281,254.95226947682545,12816.174313164787,null,null,801,4,73.899880073612394,158.19119729985516,15671.216938075941,null,null,null,null,null,null,null,null,null,null,null,null,null,null,null,207,0,3,0,3,2]
["Solar PV",1,0,1,1,208,0,0,0,0,0,0,0,0,0,0,0,0,0,0,0,0,null,null,null,null,null,208,1,6.6991918607222152,769.62459764454286,769.62459764454286,null,1044,5,130.84619084064255,158.4278089566869,15802.063128916583,null,224,1,11.120280480071473,463.04712267855905,3108.2328618662377,null,478,2,27.340781249999996,233.95387981378732,6269.1487500000003,null,736,3,48.079517515597281,254.95226947682545,12864.253830680385,null,980,4,67.491148514821447,260.13763486934721,14980.73613631067,null,1261,5,136.19127766609265,206.71102699658505,27892.295033468941,null,736,3,48.079517515597281,254.95226947682545,12864.253830680385,null,null,1044,5,130.84619084064255,158.4278089566869,15802.063128916583,null,null,null,null,null,null,null,null,null,null,null,null,null,null,null,208,0,3,0,3,3]
["Solar PV",1,0.33,0,0,209,0,0,0,0,0,0,0,0,0,0,0,0,0,0,0,0,null,null,null,null,null,209,1,11.120231555549752,448.93466451195127,448.93466451195127,null,1145,5,141.36632903469607,158.43562225122923,15943.429457951279,null,65,1,6.6999174016293006,486.66282022035824,3114.9327792678669,null,323,2,23.953125,236.56665497578368,6293.1018750000003,null,577,3,32.159511413181555,263.40496865820052,12896.413342093567,null,903,4,61.263287049421116,260.34958497147989,15041.999423360092,null,1196,5,136.20057006106336,206.94415609203085,28028.495603530006,null,577,3,32.159511413181555,263.40496865820052,12896.413342093567,null,null,1145,5,141.36632903469607,158.43562225122923,15943.429457951279,null,null,null,null,null,null,null,null,null,null,null,null,null,null,null,209,0,3,1,0,0]
["Solar PV",1,0.33,0,0.33,210,0,0,0,0,0,0,0,0,0,0,0,0,0,0,0,0,null,null,null,null,null,210,1,11.120247692528999,453.59177543738878,453.59177543738878,null,674,3,64.477889947198861,158.68084420509064,16007.907347898477,null,69,1,6.6999174016293006,486.66282022035824,3121.632696669496,null,327,2,23.953125,236.56665497578368,6317.0550000000003,null,581,3,32.159511413181555,263.40496865820052,12928.572853506748,null,1003,4,73.889099626991978,260.39132099720081,15115.888522987083,null,1275,5,141.36804229420244,207.0291373232688,28169.863645824207,null,581,3,32.159511413181555,263.40496865820052,12928.572853506748,null,null,674,3,64.477889947198861,158.68084420509064,16007.907347898477,null,null,null,null,null,null,null,null,null,null,null,null,null,null,null,210,0,3,1,0,1]
["Solar PV",1,0.33,0,0.67,211,0,0,0,0,0,0,0,0,0,0,0,0,0,0,0,0,null,null,null,null,null,211,1,11.120264326864392,458.39001121350134,458.39001121350134,null,678,3,64.477889947198861,158.68084420509064,16072.385237845676,null,73,1,6.6999174016293006,486.66282022035824,3128.3326140711251,null,331,2,23.953125,236.56665497578368,6341.0081250000003,null,585,3,32.159511413181555,263.40496865820052,12960.73236491993,null,925,4,67.485529475717811,260.52907610288082,15183.374052462801,null,1199,5,136.19998538565434,208.27565817954877,28306.063631209861,null,585,3,32.159511413181555,263.40496865820052,12960.73236491993,null,null,678,3,64.477889947198861,158.68084420509064,16072.385237845676,null,null,null,null,null,null,null,null,null,null,null,null,null,null,null,211,0,3,1,0,2]
["Solar PV",1,0.33,0,1,212,0,0,0,0,0,0,0,0,0,0,0,0,0,0,0,0,null,null,null,null,null,212,1,11.120280480071473,463.04712267855905,463.04712267855905,null,682,3,64.477889947198861,158.68084420509064,16136.863127792874,null,77,1,6.6999174016293006,486.66282022035824,3135.0325314727543,null,335,2,23.953125,236.56665497578368,6364.9612500000003,null,589,3,32.159511413181555,263.40496865820052,12992.891876333111,null,1004,4,73.889138239071002,262.49103069748872,15257.263190701871,null,1278,5,141.36781262681635,208.44808170836893,28447.431443836678,null,589,3,32.159511413181555,263.40496865820052,12992.891876333111,null,null,682,3,64.477889947198861,158.68084420509064,16136.863127792874,null,null,null,null,null,null,null,null,null,null,null,null,null,null,null,212,0,3,1,0,3]
["Solar PV",1,0.33,0.33,0,213,0,0,0,0,0,0,0,0,0,0,0,0,0,0,0,0,null,null,null,null,null,213,1,11.120231555549752,448.93466451195127,448.93466451195127,null,686,3,64.477889947198861,158.68084420509064,16201.341017740073,null,66,1,6.699931973166434,494.39129331029778,3141.7324634459205,null,467,2,27.340781249999996,238.8116705212218,6392.3020312500003,null,578,3,32.161219952048839,272.57297591008398,13025.053096285161,null,926,4,67.48556642825568,262.82734920215239,15324.748757130126,null,1216,5,141.36612635536218,209.30786173201352,28588.79757019204,null,578,3,32.161219952048839,272.57297591008398,13025.053096285161,null,null,686,3,64.477889947198861,158.68084420509064,16201.341017740073,null,null,null,null,null,null,null,null,null,null,null,null,null,null,null,213,0,3,1,1,0]
["Solar PV",1,0.33,0.33,0.33,214,0,0,0,0,0,0,0,0,0,0,0,0,0,0,0,0,null,null,null,null,null,214,1,11.120247692528999,453.59177543738878,453.59177543738878,null,531,3,48.08204709951211,158.75376473804991,16249.423064839584,null,70,1,6.699931973166434,494.39129331029778,3148.4323954190868,null,471,2,27.340781249999996,238.8116705212218,6419.6428125000002,null,582,3,32.161219952048839,272.57297591008398,13057.21431623721,null,904,4,61.263320392722726,262.88121033801173,15386.01207752285,null,1219,5,125.66981239098757,209.32647109627356,28714.467382583029,null,582,3,32.161219952048839,272.57297591008398,13057.21431623721,null,null,531,3,48.08204709951211,158.75376473804991,16249.423064839584,null,null,null,null,null,null,null,null,null,null,null,null,null,null,null,214,0,3,1,1,1]
["Solar PV",1,0.33,0.33,0.67,215,0,0,0,0,0,0,0,0,0,0,0,0,0,0,0,0,null,null,null,null,null,215,1,11.120264326864392,458.39001121350134,458.39001121350134,null,535,3,48.08204709951211,158.75376473804991,16297.505111939096,null,74,1,6.699931973166434,494.39129331029778,3155.132327392253,null,475,2,27.340781249999996,238.8116705212218,6446.9835937500002,null,586,3,32.161219952048839,272.57297591008398,13089.37553618926,null,981,4,67.490994805418424,265.02372698632439,15453.503072328269,null,1222,5,125.66947376264298,209.67496224820533,28840.136856345671,null,586,3,32.161219952048839,272.57297591008398,13089.37553618926,null,null,535,3,48.08204709951211,158.75376473804991,16297.505111939096,null,null,null,null,null,null,null,null,null,null,null,null,null,null,null,215,0,3,1,1,2]
["Solar PV",1,0.33,0.33,1,216,0,0,0,0,0,0,0,0,0,0,0,0,0,0,0,0,null,null,null,null,null,216,1,11.120280480071473,463.04712267855905,463.04712267855905,null,539,3,48.08204709951211,158.75376473804991,16345.587159038607,null,78,1,6.699931973166434,494.39129331029778,3161.8322593654193,null,479,2,27.340781249999996,238.8116705212218,6474.3243750000001,null,590,3,32.161219952048839,272.57297591008398,13121.53675614131,null,927,4,67.485604512213314,265.19526708171935,15520.988676840483,null,1160,5,125.66127115055038,209.98846683797572,28965.798127496222,null,590,3,32.161219952048839,272.57297591008398,13121.53675614131,null,null,539,3,48.08204709951211,158.75376473804991,16345.587159038607,null,null,null,null,null,null,null,null,null,null,null,null,null,null,null,216,0,3,1,1,3]
["Solar PV",1,0.33,0.67,0.67,219,0,0,0,0,0,0,0,0,0,0,0,0,0,0,0,0,null,null,null,null,null,219,1,11.120264326864392,458.39001121350134,458.39001121350134,null,1083,5,141.37405677057063,159.79732447388849,16665.889076478619,null,75,1,6.6999469784275245,502.35390965646485,3181.9321003007012,null,332,2,23.953124999999989,241.94783343800856,6546.1837500000001,null,587,3,32.163042735974564,282.02437975475988,13218.025884349232,null,928,4,67.485641487360169,267.4935404542889,15717.22858555625,null,1166,5,125.66079297387419,211.28721847226535,29342.789105399985,null,587,3,32.163042735974564,282.02437975475988,13218.025884349232,null,null,1083,5,141.37405677057063,159.79732447388849,16665.889076478619,null,null,null,null,null,null,null,null,null,null,null,null,null,null,null,219,0,3,1,2,2]
["Solar PV",1,0.33,0.67,1,220,0,0,0,0,0,0,0,0,0,0,0,0,0,0,0,0,null,null,null,null,null,220,1,11.120280480071473,463.04712267855905,463.04712267855905,null,821,4,80.117324372279015,160.19215463050088,16746.0064008509,null,79,1,6.6999469784275245,502.35390965646485,3188.6320472791285,null,336,2,23.953124999999989,241.94783343800856,6570.1368750000001,null,591,3,32.163042735974564,282.02437975475988,13250.188927085206,null,1005,4,73.889089947957999,268.00494288010526,15791.117675504207,null,1236,5,130.86344286938916,211.33425264127757,29473.652548269372,null,591,3,32.163042735974564,282.02437975475988,13250.188927085206,null,null,821,4,80.117324372279015,160.19215463050088,16746.0064008509,null,null,null,null,null,null,null,null,null,null,null,null,null,null,null,220,0,3,1,2,3]
["Solar PV",1,0.33,1,0.67,223,0,0,0,0,0,0,0,0,0,0,0,0,0,0,0,0,null,null,null,null,null,223,1,11.120264326864392,458.39001121350134,458.39001121350134,null,1050,5,130.84542193530888,160.46445303864832,17086.934257616103,null,76,1,6.6999615346495096,510.0822798078334,3208.7319318830769,null,476,2,27.340781249999996,243.52658776275524,6652.15921875,null,588,3,32.164902933133376,291.20629983754901,13346.683635884605,null,1006,4,73.889128503637139,270.10464415517544,15993.761144067554,null,1256,5,136.19223585466779,212.5140113736168,29866.366641080152,null,588,3,32.164902933133376,291.20629983754901,13346.683635884605,null,null,1050,5,130.84542193530888,160.46445303864832,17086.934257616103,null,null,null,null,null,null,null,null,null,null,null,null,null,null,null,223,0,3,1,3,2]
["Solar PV",1,0.33,1,1,224,0,0,0,0,0,0,0,0,0,0,0,0,0,0,0,0,null,null,null,null,null,224,1,11.120280480071473,463.04712267855905,463.04712267855905,null,113,1,20.0950322772673,160.78658704744197,17107.029289893369,null,80,1,6.6999615346495096,510.0822798078334,3215.4318934177263,null,480,2,27.340781249999996,243.52658776275524,6679.5,null,592,3,32.164902933133376,291.20629983754901,13378.848538817738,null,984,4,67.491111025258789,271.99227332103624,16061.252255092813,null,1242,5,130.86249910963815,213.33512671700328,29997.229140189789,null,592,3,32.164902933133376,291.20629983754901,13378.848538817738,null,null,113,1,20.0950322772673,160.78658704744197,17107.029289893369,null,null,null,null,null,null,null,null,null,null,null,null,null,null,null,224,0,3,1,3,3]
["Solar PV",1,0.67,0,0.67,227,0,0,0,0,0,0,0,0,0,0,0,0,0,0,0,0,null,null,null,null,null,227,1,15.67550261224229,325.14337636237286,325.14337636237286,null,125,1,20.0950322772673,160.78658704744197,17167.314386725167,null,137,1,6.6994704020010909,618.42798599440221,3235.53030462373,null,393,2,23.953125,244.35135269750774,6751.359375,null,649,3,32.151308255790859,308.2795055258282,13475.302463585109,null,961,4,61.265145256014605,273.9063986111961,16257.669870332507,null,1245,5,130.86203669330834,214.32076801514319,30395.137819766704,null,649,3,32.151308255790859,308.2795055258282,13475.302463585109,null,null,125,1,20.0950322772673,160.78658704744197,17167.314386725167,null,null,null,null,null,null,null,null,null,null,null,null,null,null,null,227,0,3,2,0,2]
["Solar PV",1,0.67,0,1,228,0,0,0,0,0,0,0,0,0,0,0,0,0,0,0,0,null,null,null,null,null,228,1,15.675525228349183,328.44702809964804,328.44702809964804,null,1185,5,136.19959537061388,161.00561929001816,17303.513982095781,null,141,1,6.6994704020010909,618.42798599440221,3242.2297750257312,null,397,2,23.953125,244.35135269750774,6775.3125,null,653,3,32.151308255790859,308.2795055258282,13507.453771840899,null,1008,4,73.889206788946325,274.36766951808198,16331.559077121454,null,1183,5,130.85432460796892,214.59641956514866,30525.992144374672,null,653,3,32.151308255790859,308.2795055258282,13507.453771840899,null,null,1185,5,136.19959537061388,161.00561929001816,17303.513982095781,null,null,null,null,null,null,null,null,null,null,null,null,null,null,null,228,0,3,2,0,3]
["Solar PV",1,0.67,0.33,0.33,230,0,0,0,0,0,0,0,0,0,0,0,0,0,0,0,0,null,null,null,null,null,230,1,15.675479322317218,321.73961400510655,321.73961400510655,null,293,2,30.831093750000008,161.05215209256284,17365.176169595779,null,134,1,6.6994810816519204,626.15441581925268,3255.6287371890348,null,390,2,23.953124999999996,249.72890247182318,6823.21875,null,646,3,32.152516594212628,317.42083541536476,13571.758805029325,null,962,4,61.265169446456042,276.43663081994134,16454.087581649539,null,1276,5,141.36836495793435,215.25466738073044,30803.552116740466,null,646,3,32.152516594212628,317.42083541536476,13571.758805029325,null,null,293,2,30.831093750000008,161.05215209256284,17365.176169595779,null,null,null,null,null,null,null,null,null,null,null,null,null,null,null,230,0,3,2,1,1]
["Solar PV",1,0.67,0.33,0.67,231,0,0,0,0,0,0,0,0,0,0,0,0,0,0,0,0,null,null,null,null,null,231,1,15.67550261224229,325.14337636237286,325.14337636237286,null,297,2,30.831093750000008,161.05215209256284,17396.007263345778,null,138,1,6.6994810816519204,626.15441581925268,3262.3282182706866,null,394,2,23.953124999999996,249.72890247182318,6847.171875,null,650,3,32.152516594212628,317.42083541536476,13603.911321623538,null,985,4,67.4909567602961,277.23773142831891,16521.578538409834,null,1200,5,136.20041469012327,216.81927497658739,30939.752531430589,null,650,3,32.152516594212628,317.42083541536476,{"$f":"+IF($BR$285=1,AR517,IF($BR$285=2,AX517,IF($BR$285=3,BD517,IF($BR$285=4,BJ517,BP517))))","v":13603.911321623538},null,null,297,2,30.831093750000008,161.05215209256284,17396.007263345778,null,null,null,null,null,null,null,null,null,null,null,null,null,null,null,231,0,3,2,1,2]
["Solar PV",1,0.67,0.67,0.33,234,0,0,0,0,0,0,0,0,0,0,0,0,0,0,0,0,null,null,null,null,null,234,1,15.675479322317218,321.73961400510655,321.73961400510655,null,40,1,15.67374455688215,161.15387976290015,17458.185846209544,null,135,1,6.699492081663009,634.11494521272471,3282.4266835156641,null,391,2,23.953125000000004,255.26940255416906,6919.03125,null,647,3,32.153767582801798,326.83929057693081,13700.371373383356,null,986,4,67.490995180649122,279.53737053077521,16711.597976141238,null,1223,5,125.66981636789504,219.21304489528796,31332.460638698878,null,647,3,32.153767582801798,326.83929057693081,13700.371373383356,null,null,40,1,15.67374455688215,161.15387976290015,17458.185846209544,null,null,null,null,null,null,null,null,null,null,null,null,null,null,null,234,0,3,2,2,1]
["Solar PV",1,0.67,0.67,0.67,235,0,0,0,0,0,0,0,0,0,0,0,0,0,0,0,0,null,null,null,null,null,235,1,15.67550261224229,325.14337636237286,325.14337636237286,null,44,1,15.67374455688215,161.15387976290015,17473.859590766428,null,139,1,6.699492081663009,634.11494521272471,3289.1261755973269,null,395,2,23.953125000000004,255.26940255416906,6942.984375,null,651,3,32.153767582801798,326.83929057693081,13732.525140966158,null,964,4,61.265218601682832,281.57377526235393,16772.86319474292,null,1226,5,125.66947770464067,219.86111481576847,31458.130116403518,null,651,3,32.153767582801798,326.83929057693081,13732.525140966158,null,null,44,1,15.67374455688215,161.15387976290015,17473.859590766428,null,null,null,null,null,null,null,null,null,null,null,null,null,null,null,235,0,3,2,2,2]
["Solar PV",1,0.67,1,0.33,238,0,0,0,0,0,0,0,0,0,0,0,0,0,0,0,0,null,null,null,null,null,238,1,15.675479322317218,321.73961400510655,321.73961400510655,null,370,2,34.218750000000014,161.39362480608781,17665.12568792966,null,136,1,6.6995027549504869,641.84130766395026,3309.2246731888908,null,392,2,23.953125000000004,260.64694140256267,7014.84375,null,648,3,32.154987686535385,335.98084730383619,13828.988883922031,null,988,4,67.491073292358607,284.20635338032764,16969.108584305151,null,1167,5,125.66112585499353,220.82142973404376,31835.12175399471,null,648,3,32.154987686535385,335.98084730383619,13828.988883922031,null,null,370,2,34.218750000000014,161.39362480608781,17665.12568792966,null,null,null,null,null,null,null,null,null,null,null,null,null,null,null,238,0,3,2,3,1]
["Solar PV",1,0.67,1,0.67,239,0,0,0,0,0,0,0,0,0,0,0,0,0,0,0,0,null,null,null,null,null,239,1,15.67550261224229,325.14337636237286,325.14337636237286,null,374,2,34.218750000000014,161.39362480608781,17699.34443792966,null,140,1,6.6995027549504869,641.84130766395026,3315.9241759438414,null,396,2,23.953125000000004,260.64694140256267,7038.796875,null,652,3,32.154987686535385,335.98084730383619,13861.143871608567,null,911,4,61.263315784673878,284.44299160426164,17030.371900089824,null,1240,5,130.86342105718077,221.21855332262251,31965.98517505189,null,652,3,32.154987686535385,335.98084730383619,13861.143871608567,null,null,374,2,34.218750000000014,161.39362480608781,17699.34443792966,null,null,null,null,null,null,null,null,null,null,null,null,null,null,null,239,0,3,2,3,2]
["Solar PV",1,1,0,0.33,242,0,0,0,0,0,0,0,0,0,0,0,0,0,0,0,0,null,null,null,null,null,242,1,20.096608257076625,250.88145652423412,250.88145652423412,null,1126,5,136.18222312559823,161.41875811038915,17903.964161055257,null,197,1,6.6991671732942146,746.21886429776407,3336.0220130453808,null,453,2,23.953125,261.78928228110493,7110.65625,null,709,3,32.155277173891555,353.21064308215568,13957.609413642886,null,966,4,61.265154695590823,288.29590263682655,17214.165534385786,null,1246,5,130.86247810834405,223.21949643442764,32363.902865510285,null,709,3,32.155277173891555,353.21064308215568,13957.609413642886,null,null,1126,5,136.18222312559823,161.41875811038915,17903.964161055257,null,null,null,null,null,null,null,null,null,null,null,null,null,null,null,242,0,3,3,0,1]
["Solar PV",1,1,0,0.67,243,0,0,0,0,0,0,0,0,0,0,0,0,0,0,0,0,null,null,null,null,null,243,1,20.096637177125203,253.53596523982102,253.53596523982102,null,1053,5,130.84503911790142,161.46727097386892,18034.80920017316,null,201,1,6.6991671732942146,746.21886429776407,3342.7211802186753,null,457,2,23.953125,261.78928228110493,7134.609375,null,713,3,32.155277173891555,353.21064308215568,13989.764690816777,null,989,4,67.490920692837221,289.09270260565154,17281.656455078624,null,1184,5,130.85470506755917,223.48649011306591,32494.757570577844,null,713,3,32.155277173891555,353.21064308215568,13989.764690816777,null,null,1053,5,130.84503911790142,161.46727097386892,18034.80920017316,null,null,null,null,null,null,null,null,null,null,null,null,null,null,null,243,0,3,3,0,2]
["Solar PV",1,1,0.33,0,245,0,0,0,0,0,0,0,0,0,0,0,0,0,0,0,0,null,null,null,null,null,245,1,20.096580199372713,248.30502059286977,248.30502059286977,null,803,4,73.90005914703795,162.4595528887761,18188.826664911216,null,194,1,6.6991753060376844,753.94271371774073,3356.1195226980076,null,450,2,23.953125,267.16949997812031,7182.515625,null,706,3,32.156348919932285,362.35440542446872,14054.076316910601,null,990,4,67.490959212283201,291.39236569894302,17410.412593926445,null,1280,5,141.36846763090301,225.14841827737933,32772.317985574562,null,706,3,32.156348919932285,362.35440542446872,14054.076316910601,null,null,803,4,73.90005914703795,162.4595528887761,18188.826664911216,null,null,null,null,null,null,null,null,null,null,null,null,null,null,null,245,0,3,3,1,0]
["Solar PV",1,1,0.33,0.33,246,0,0,0,0,0,0,0,0,0,0,0,0,0,0,0,0,null,null,null,null,null,246,1,20.096608257076625,250.88145652423412,250.88145652423412,null,1064,5,136.18864216162507,162.7832844679433,18325.015307072841,null,198,1,6.6991753060376844,753.94271371774073,3362.8186980040455,null,454,2,23.953125,267.16949997812031,7206.46875,null,710,3,32.156348919932285,362.35440542446872,14086.232665830534,null,968,4,61.265203856020776,293.43304944644336,17471.677797782464,null,1224,5,125.67015015393292,228.47067155105498,32897.988135728498,null,710,3,32.156348919932285,362.35440542446872,14086.232665830534,null,null,1064,5,136.18864216162507,162.7832844679433,18325.015307072841,null,null,null,null,null,null,null,null,null,null,null,null,null,null,null,246,0,3,3,1,1]
["Solar PV",1,1,0.67,0,249,0,0,0,0,0,0,0,0,0,0,0,0,0,0,0,0,null,null,null,null,null,249,1,20.096580199372713,248.30502059286977,248.30502059286977,null,114,1,20.095059066232668,163.35809992691591,18622.659588568211,null,195,1,6.6991836997914262,761.90066318889512,3382.9162323159126,null,451,2,23.953125,272.71276108801834,7278.328125,null,707,3,32.15745705887781,371.77525582246591,14182.702820729277,null,969,4,61.265115215208972,297.98428730716938,17667.924949457814,null,1168,5,125.66144890292728,230.07517739584117,33274.988886975894,null,707,3,32.15745705887781,371.77525582246591,14182.702820729277,null,null,114,1,20.095059066232668,163.35809992691591,18622.659588568211,null,null,null,null,null,null,null,null,null,null,null,null,null,null,null,249,0,3,3,2,0]
["Solar PV",1,1,0.67,0.33,250,0,0,0,0,0,0,0,0,0,0,0,0,0,0,0,0,null,null,null,null,null,250,1,20.096608257076625,250.88145652423412,250.88145652423412,null,118,1,20.095059066232668,163.35809992691591,18642.754647634443,null,199,1,6.6991836997914262,761.90066318889512,3389.6154160157039,null,455,2,23.953125,272.71276108801834,7302.28125,null,711,3,32.15745705887781,371.77525582246591,14214.860277788155,null,970,4,61.265139411286313,300.51452200884876,17729.190088869102,null,1244,5,130.86339982621979,231.4024865064624,33405.852286802117,null,711,3,32.15745705887781,371.77525582246591,14214.860277788155,null,null,118,1,20.095059066232668,163.35809992691591,18642.754647634443,null,null,null,null,null,null,null,null,null,null,null,null,null,null,null,250,0,3,3,2,1]
["Solar PV",1,1,1,0,253,0,0,0,0,0,0,0,0,0,0,0,0,0,0,0,0,null,null,null,null,null,253,1,20.096580199372713,248.30502059286977,248.30502059286977,null,675,3,64.480482733796748,163.38025975135875,18747.425248500705,null,196,1,6.6991918607222152,769.62459764454286,3409.7129752760088,null,452,2,23.953124999999993,278.09299144945203,7374.140625,null,708,3,32.158536653366447,380.91905913839344,14311.333728559279,null,973,4,61.265100297832078,309.84351183786868,17912.985542102477,null,1228,5,125.67015476588715,238.65688653719644,33798.577654077613,null,708,3,32.158536653366447,380.91905913839344,14311.333728559279,null,null,675,3,64.480482733796748,163.38025975135875,18747.425248500705,null,null,null,null,null,null,null,null,null,null,null,null,null,null,null,253,0,3,3,3,0]
["Solar PV",1,1,1,0.33,254,0,0,0,0,0,0,0,0,0,0,0,0,0,0,0,0,null,null,null,null,null,254,1,20.096608257076625,250.88145652423412,250.88145652423412,null,679,3,64.480482733796748,163.38025975135875,18811.905731234503,null,200,1,6.6991918607222152,769.62459764454286,3416.4121671367311,null,456,2,23.953124999999993,278.09299144945203,7398.09375,null,712,3,32.158536653366447,380.91905913839344,14343.492265212646,null,974,4,61.265124498912819,312.37374840050467,17974.250666601391,null,1231,5,125.66982497258174,239.28583539695134,33924.247479050195,null,712,3,32.158536653366447,380.91905913839344,14343.492265212646,null,null,679,3,64.480482733796748,163.38025975135875,18811.905731234503,null,null,null,null,null,null,null,null,null,null,null,null,null,null,null,254,0,3,3,3,1]
[{"$f":"+OFFSET($B$51,CT543,0)","v":"Small Hydro"},{"$f":"+OFFSET($C$89,0,CU543)","v":0},{"$f":"+OFFSET($C$89,1,CV543)","v":0},{"$f":"+OFFSET($C$89,2,CW543)","v":0},{"$f":"+OFFSET($C$89,3,CX543)","v":0},257,0,0,0,0,0,0,0,0,0,0,0,0,0,0,0,0,null,null,null,null,null,257,2,23.953124999999993,207.00961984378773,{"$f":"IF(AE543<0,0,AE543)","v":207.00961984378773},null,1202,5,141.37847008270856,163.50871541543671,19082.245166784807,null,null,null,null,null,null,null,null,null,null,null,null,null,null,null,null,null,null,null,null,null,null,null,null,null,null,null,null,null,null,null,null,null,null,null,null,null,null,1202,5,141.37847008270856,163.50871541543671,19082.245166784807,null,null,null,null,null,null,null,null,null,null,null,null,null,null,null,{"$f":"+F543","v":257},1,0,0,0,0]
["Small Hydro",0,0,0,0.33,258,{"$f":"OFFSET($C$60,$CT544,0)+(OFFSET($D$60,$CT544,0)-OFFSET($C$60,$CT544,0))*B544","v":0},{"$f":"+OFFSET($J$78,$CT544,0)","v":0},{"$f":"+OFFSET($J$78,$CT544,1)","v":0},{"$f":"+OFFSET($J$78,$CT544,2)","v":0},{"$f":"OFFSET($C$78,$CT544,0)+(OFFSET($D$78,$CT544,0)-OFFSET($C$78,$CT544,0))*D544","v":0},{"$f":"+OFFSET($F$78,$CT544,0)","v":0},{"$f":"OFFSET($C$69,$CT544,0)+(OFFSET($D$69,$CT544,0)-OFFSET($C$69,$CT544,0))*E544","v":0},{"$f":"+OFFSET($C$51,$CT544,0)/$D$284","v":0},{"$f":"+OFFSET($D$51,$CT544,0)","v":0},{"$f":"+OFFSET($E$51,$CT544,0)","v":0},{"$f":"+OFFSET($F$51,$CT544,0)","v":0},{"$f":"+OFFSET($G$51,$CT544,0)","v":0},{"$f":"+OFFSET($H$51,$CT544,0)","v":0},{"$f":"OFFSET($J$51,$CT544,0)+(OFFSET($K$51,$CT544,0)-OFFSET($J$51,$CT544,0))*C544","v":0},{"$f":"+OFFSET($H$78,$CT544,0)","v":0},{"$f":"+OFFSET($I$78,$CT544,0)","v":0},null,null,null,null,null,{"$f":"+F544","v":258},{"$f":"+CT544+1","v":2},23.953125000000004,212.39396908490272,212.39396908490272,null,1093,5,125.65734051412718,163.55583492658687,{"$f":"AL543+AJ544","v":19207.902507298935},null,null,null,null,null,null,null,null,null,null,null,null,null,null,null,null,null,null,null,null,null,null,null,null,null,null,null,null,null,null,null,null,null,null,null,null,null,null,{"$f":"+IF($AL544<$C$21,AH544,\"\")","v":1093},{"$f":"+IF($AL544<$C$21,AI544,\"\")","v":5},{"$f":"+IF($AL544<$C$21,AJ544,\"\")","v":125.65734051412718},{"$f":"+IF($AL544<$C$21,AK544,\"\")","v":163.55583492658687},{"$f":"+IF($AL544<$C$21,AL544,\"\")","v":19207.902507298935},null,null,null,null,null,null,null,null,null,null,null,null,null,null,null,258,{"$f":"+IF(CU544<CU543,IF(CT543+1>CT$286-1,0,CT543+1),CT543)","v":1},{"$f":"+IF(CV544<CV543,IF(CU543+1>CU$286-1,0,CU543+1),CU543)","v":0},{"$f":"+IF(CW544<CW543,IF(CV543+1>CV$286-1,0,CV543+1),CV543)","v":0},{"$f":"+IF(CX544<CX543,IF(CW543+1>CW$286-1,0,CW543+1),CW543)","v":0},{"$f":"+MOD($CS544-1,CX$286)","v":1}]
["Small Hydro",0,0,0.33,0,261,0,0,0,0,0,0,0,0,0,0,0,0,0,0,0,0,null,null,null,null,null,261,2,23.953124999999993,207.00961984378773,207.00961984378773,null,1028,5,125.66108707985634,164.25067570884161,19539.350971862681,null,null,null,null,null,null,null,null,null,null,null,null,null,null,null,null,null,null,null,null,null,null,null,null,null,null,null,null,null,null,null,null,null,null,null,null,null,null,1028,5,125.66108707985634,164.25067570884161,19539.350971862681,null,null,null,null,null,null,null,null,null,null,null,null,null,null,null,261,1,0,0,1,0]
["Small Hydro",0,0,0.33,0.33,262,0,0,0,0,0,0,0,0,0,0,0,0,0,0,0,0,null,null,null,null,null,262,2,23.953125000000004,212.39396908490272,212.39396908490272,null,1205,5,141.3645089415439,164.27568141990855,19680.715480804225,null,null,null,null,null,null,null,null,null,null,null,null,null,null,null,null,null,null,null,null,null,null,null,null,null,null,null,null,null,null,null,null,null,null,null,null,null,null,1205,5,141.3645089415439,164.27568141990855,19680.715480804225,null,null,null,null,null,null,null,null,null,null,null,null,null,null,null,262,1,0,0,1,1]
["Small Hydro",0,0,0.33,1,264,0,0,0,0,0,0,0,0,0,0,0,0,0,0,0,0,null,null,null,null,null,264,2,23.953124999999993,223.32576675085627,223.32576675085627,null,804,4,73.900147447511657,164.56188337263561,19890.803827904787,null,null,null,null,null,null,null,null,null,null,null,null,null,null,null,null,null,null,null,null,null,null,null,null,null,null,null,null,null,null,null,null,null,null,null,null,null,null,804,4,73.900147447511657,164.56188337263561,19890.803827904787,null,null,null,null,null,null,null,null,null,null,null,null,null,null,null,264,1,0,0,1,3]
["Small Hydro",0,0,0.67,0,265,0,0,0,0,0,0,0,0,0,0,0,0,0,0,0,0,null,null,null,null,null,265,2,23.953124999999993,207.00961984378773,207.00961984378773,null,532,3,48.084787525051361,164.87096594908982,19938.888615429838,null,null,null,null,null,null,null,null,null,null,null,null,null,null,null,null,null,null,null,null,null,null,null,null,null,null,null,null,null,null,null,null,null,null,null,null,null,null,532,3,48.084787525051361,164.87096594908982,19938.888615429838,null,null,null,null,null,null,null,null,null,null,null,null,null,null,null,265,1,0,0,2,0]
["Small Hydro",0,0,0.67,1,268,0,0,0,0,0,0,0,0,0,0,0,0,0,0,0,0,null,null,null,null,null,268,2,23.953124999999993,223.32576675085627,223.32576675085627,null,544,3,48.084787525051361,164.87096594908982,20083.142978004991,null,null,null,null,null,null,null,null,null,null,null,null,null,null,null,null,null,null,null,null,null,null,null,null,null,null,null,null,null,null,null,null,null,null,null,null,null,null,544,3,48.084787525051361,164.87096594908982,20083.142978004991,null,null,null,null,null,null,null,null,null,null,null,null,null,null,null,268,1,0,0,2,3]
["Small Hydro",0,0,1,0,269,0,0,0,0,0,0,0,0,0,0,0,0,0,0,0,0,null,null,null,null,null,269,2,23.953124999999993,207.00961984378773,207.00961984378773,null,1031,5,125.66076849318355,164.89011117468465,20208.803746498175,null,null,null,null,null,null,null,null,null,null,null,null,null,null,null,null,null,null,null,null,null,null,null,null,null,null,null,null,null,null,null,null,null,null,null,null,null,null,1031,5,125.66076849318355,164.89011117468465,20208.803746498175,null,null,null,null,null,null,null,null,null,null,null,null,null,null,null,269,1,0,0,3,0]
["Small Hydro",0,0,1,1,272,0,0,0,0,0,0,0,0,0,0,0,0,0,0,0,0,null,null,null,null,null,272,2,23.953124999999993,223.32576675085627,223.32576675085627,null,294,2,30.831093750000012,165.23329855401201,20411.83290100078,null,null,null,null,null,null,null,null,null,null,null,null,null,null,null,null,null,null,null,null,null,null,null,null,null,null,null,null,null,null,null,null,null,null,null,null,null,null,294,2,30.831093750000012,165.23329855401201,20411.83290100078,null,null,null,null,null,null,null,null,null,null,null,null,null,null,null,272,1,0,0,3,3]
["Small Hydro",0,0.33,0,0,273,0,0,0,0,0,0,0,0,0,0,0,0,0,0,0,0,null,null,null,null,null,273,2,27.340781249999999,182.35011014633102,182.35011014633102,null,298,2,30.831093750000012,165.23329855401201,20442.663994750779,null,null,null,null,null,null,null,null,null,null,null,null,null,null,null,null,null,null,null,null,null,null,null,null,null,null,null,null,null,null,null,null,null,null,null,null,null,null,298,2,30.831093750000012,165.23329855401201,20442.663994750779,null,null,null,null,null,null,null,null,null,null,null,null,null,null,null,273,1,0,1,0,0]
["Small Hydro",0,0.33,0,1,276,0,0,0,0,0,0,0,0,0,0,0,0,0,0,0,0,null,null,null,null,null,276,2,27.340781250000006,196.60933705687336,196.60933705687336,null,375,2,34.218749999999986,165.27495574852287,20541.932588500778,null,null,null,null,null,null,null,null,null,null,null,null,null,null,null,null,null,null,null,null,null,null,null,null,null,null,null,null,null,null,null,null,null,null,null,null,null,null,375,2,34.218749999999986,165.27495574852287,20541.932588500778,null,null,null,null,null,null,null,null,null,null,null,null,null,null,null,276,1,0,1,0,3]
["Small Hydro",0,0.33,0.33,0,277,0,0,0,0,0,0,0,0,0,0,0,0,0,0,0,0,null,null,null,null,null,277,2,27.340781249999999,182.35011014633102,182.35011014633102,null,379,2,34.218749999999986,165.27495574852287,20576.151338500778,null,null,null,null,null,null,null,null,null,null,null,null,null,null,null,null,null,null,null,null,null,null,null,null,null,null,null,null,null,null,null,null,null,null,null,null,null,null,379,2,34.218749999999986,165.27495574852287,20576.151338500778,null,null,null,null,null,null,null,null,null,null,null,null,null,null,null,277,1,0,1,1,0]
["Small Hydro",0,0.33,0.33,0.67,279,0,0,0,0,0,0,0,0,0,0,0,0,0,0,0,0,null,null,null,null,null,279,2,27.340781249999992,191.90364940283416,191.90364940283416,null,1070,5,136.18780877478659,165.52561736237419,20746.557897275565,null,null,null,null,null,null,null,null,null,null,null,null,null,null,null,null,null,null,null,null,null,null,null,null,null,null,null,null,null,null,null,null,null,null,null,null,null,null,1070,5,136.18780877478659,165.52561736237419,20746.557897275565,null,null,null,null,null,null,null,null,null,null,null,null,null,null,null,279,1,0,1,1,2]
["Small Hydro",0,0.33,0.33,1,280,0,0,0,0,0,0,0,0,0,0,0,0,0,0,0,0,null,null,null,null,null,280,2,27.340781250000006,196.60933705687336,196.60933705687336,null,1034,5,125.66043566067532,165.54859355572657,20872.218332936241,null,null,null,null,null,null,null,null,null,null,null,null,null,null,null,null,null,null,null,null,null,null,null,null,null,null,null,null,null,null,null,null,null,null,null,null,null,null,1034,5,125.66043566067532,165.54859355572657,20872.218332936241,null,null,null,null,null,null,null,null,null,null,null,null,null,null,null,280,1,0,1,1,3]
["Small Hydro",0,0.33,0.67,0.67,283,0,0,0,0,0,0,0,0,0,0,0,0,0,0,0,0,null,null,null,null,null,283,2,27.340781249999992,191.90364940283416,191.90364940283416,null,123,1,20.095086526018964,166.00748809740506,20932.503592514302,null,null,null,null,null,null,null,null,null,null,null,null,null,null,null,null,null,null,null,null,null,null,null,null,null,null,null,null,null,null,null,null,null,null,null,null,null,null,123,1,20.095086526018964,166.00748809740506,20932.503592514302,null,null,null,null,null,null,null,null,null,null,null,null,null,null,null,283,1,0,1,2,2]
["Small Hydro",0,0.33,0.67,1,284,0,0,0,0,0,0,0,0,0,0,0,0,0,0,0,0,null,null,null,null,null,284,2,27.340781250000006,196.60933705687336,196.60933705687336,null,127,1,20.095086526018964,166.00748809740506,20952.598679040322,null,null,null,null,null,null,null,null,null,null,null,null,null,null,null,null,null,null,null,null,null,null,null,null,null,null,null,null,null,null,null,null,null,null,null,null,null,null,127,1,20.095086526018964,166.00748809740506,20952.598679040322,null,null,null,null,null,null,null,null,null,null,null,null,null,null,null,284,1,0,1,2,3]
["Small Hydro",0,0.33,1,0.67,287,0,0,0,0,0,0,0,0,0,0,0,0,0,0,0,0,null,null,null,null,null,287,2,27.340781249999992,191.90364940283416,191.90364940283416,null,1169,5,130.85358728996218,166.59127317330189,21289.229945507952,null,null,null,null,null,null,null,null,null,null,null,null,null,null,null,null,null,null,null,null,null,null,null,null,null,null,null,null,null,null,null,null,null,null,null,null,null,null,1169,5,130.85358728996218,166.59127317330189,21289.229945507952,null,null,null,null,null,null,null,null,null,null,null,null,null,null,null,287,1,0,1,3,2]
["Small Hydro",0,0.33,1,1,288,0,0,0,0,0,0,0,0,0,0,0,0,0,0,0,0,null,null,null,null,null,288,2,27.340781250000006,196.60933705687336,196.60933705687336,null,1146,5,141.36668608682828,166.65792908824912,21430.596631594781,null,null,null,null,null,null,null,null,null,null,null,null,null,null,null,null,null,null,null,null,null,null,null,null,null,null,null,null,null,null,null,null,null,null,null,null,null,null,1146,5,141.36668608682828,166.65792908824912,21430.596631594781,null,null,null,null,null,null,null,null,null,null,null,null,null,null,null,288,1,0,1,3,3]
["Small Hydro",0,0.67,0,0.67,291,0,0,0,0,0,0,0,0,0,0,0,0,0,0,0,0,null,null,null,null,null,291,2,30.831093750000008,169.54115025741697,169.54115025741697,null,676,3,64.483009465860277,167.94145839086315,21756.775055499576,null,null,null,null,null,null,null,null,null,null,null,null,null,null,null,null,null,null,null,null,null,null,null,null,null,null,null,null,null,null,null,null,null,null,null,null,null,null,676,3,64.483009465860277,167.94145839086315,21756.775055499576,null,null,null,null,null,null,null,null,null,null,null,null,null,null,null,291,1,0,2,0,2]
["Small Hydro",0,0.67,0,1,292,0,0,0,0,0,0,0,0,0,0,0,0,0,0,0,0,null,null,null,null,null,292,2,30.831093750000001,173.72230415560909,173.72230415560909,null,680,3,64.483009465860277,167.94145839086315,21821.258064965437,null,null,null,null,null,null,null,null,null,null,null,null,null,null,null,null,null,null,null,null,null,null,null,null,null,null,null,null,null,null,null,null,null,null,null,null,null,null,680,3,64.483009465860277,167.94145839086315,21821.258064965437,null,null,null,null,null,null,null,null,null,null,null,null,null,null,null,292,1,0,2,0,3]
["Small Hydro",0,0.67,0.33,0.33,294,0,0,0,0,0,0,0,0,0,0,0,0,0,0,0,0,null,null,null,null,null,294,2,30.831093750000012,165.23329855401201,165.23329855401201,null,688,3,64.483009465860277,167.94145839086315,21950.224083897159,null,null,null,null,null,null,null,null,null,null,null,null,null,null,null,null,null,null,null,null,null,null,null,null,null,null,null,null,null,null,null,null,null,null,null,null,null,null,688,3,64.483009465860277,167.94145839086315,21950.224083897159,null,null,null,null,null,null,null,null,null,null,null,null,null,null,null,294,1,0,2,1,1]
["Small Hydro",0,0.67,0.33,0.67,295,0,0,0,0,0,0,0,0,0,0,0,0,0,0,0,0,null,null,null,null,null,295,2,30.831093750000008,169.54115025741697,169.54115025741697,null,1084,5,141.37443223461668,168.01724492731051,22091.598516131777,null,null,null,null,null,null,null,null,null,null,null,null,null,null,null,null,null,null,null,null,null,null,null,null,null,null,null,null,null,null,null,null,null,null,null,null,null,null,1084,5,141.37443223461668,168.01724492731051,22091.598516131777,null,null,null,null,null,null,null,null,null,null,null,null,null,null,null,295,1,0,2,1,2]
["Small Hydro",0,0.67,0.67,0.33,298,0,0,0,0,0,0,0,0,0,0,0,0,0,0,0,0,null,null,null,null,null,298,2,30.831093750000012,165.23329855401201,165.23329855401201,null,1149,5,141.36640845899583,168.32636497121229,22494.652105572615,null,null,null,null,null,null,null,null,null,null,null,null,null,null,null,null,null,null,null,null,null,null,null,null,null,null,null,null,null,null,null,null,null,null,null,null,null,null,1149,5,141.36640845899583,168.32636497121229,22494.652105572615,null,null,null,null,null,null,null,null,null,null,null,null,null,null,null,298,1,0,2,2,1]
["Small Hydro",0,0.67,0.67,0.67,299,0,0,0,0,0,0,0,0,0,0,0,0,0,0,0,0,null,null,null,null,null,299,2,30.831093750000008,169.54115025741697,169.54115025741697,null,116,1,20.09511303966201,168.57890473436021,22514.747218612276,null,null,null,null,null,null,null,null,null,null,null,null,null,null,null,null,null,null,null,null,null,null,null,null,null,null,null,null,null,null,null,null,null,null,null,null,null,null,116,1,20.09511303966201,168.57890473436021,22514.747218612276,null,null,null,null,null,null,null,null,null,null,null,null,null,null,null,299,1,0,2,2,2]
["Small Hydro",0,0.67,1,0.33,302,0,0,0,0,0,0,0,0,0,0,0,0,0,0,0,0,null,null,null,null,null,302,2,30.831093750000012,165.23329855401201,165.23329855401201,null,128,1,20.09511303966201,168.57890473436021,22575.032557731258,null,null,null,null,null,null,null,null,null,null,null,null,null,null,null,null,null,null,null,null,null,null,null,null,null,null,null,null,null,null,null,null,null,null,null,null,null,null,128,1,20.09511303966201,168.57890473436021,22575.032557731258,null,null,null,null,null,null,null,null,null,null,null,null,null,null,null,302,1,0,2,3,1]
["Small Hydro",0,0.67,1,0.67,303,0,0,0,0,0,0,0,0,0,0,0,0,0,0,0,0,null,null,null,null,null,303,2,30.831093750000008,169.54115025741697,169.54115025741697,null,1124,5,136.18282035077914,168.85550497509254,22711.215378082037,null,null,null,null,null,null,null,null,null,null,null,null,null,null,null,null,null,null,null,null,null,null,null,null,null,null,null,null,null,null,null,null,null,null,null,null,null,null,1124,5,136.18282035077914,168.85550497509254,22711.215378082037,null,null,null,null,null,null,null,null,null,null,null,null,null,null,null,303,1,0,2,3,2]
["Small Hydro",0,1,0,0.33,306,0,0,0,0,0,0,0,0,0,0,0,0,0,0,0,0,null,null,null,null,null,306,2,34.21875,148.90643271160573,148.90643271160573,null,380,2,34.218749999999993,169.04213290769883,22813.871628082037,null,null,null,null,null,null,null,null,null,null,null,null,null,null,null,null,null,null,null,null,null,null,null,null,null,null,null,null,null,null,null,null,null,null,null,null,null,null,380,2,34.218749999999993,169.04213290769883,22813.871628082037,null,null,null,null,null,null,null,null,null,null,null,null,null,null,null,306,1,0,3,0,1]
["Small Hydro",0,1,0,0.67,307,0,0,0,0,0,0,0,0,0,0,0,0,0,0,0,0,null,null,null,null,null,307,2,34.21875,152.78757397622999,152.78757397622999,null,384,2,34.218749999999993,169.04213290769883,22848.090378082037,null,null,null,null,null,null,null,null,null,null,null,null,null,null,null,null,null,null,null,null,null,null,null,null,null,null,null,null,null,null,null,null,null,null,null,null,null,null,384,2,34.218749999999993,169.04213290769883,22848.090378082037,null,null,null,null,null,null,null,null,null,null,null,null,null,null,null,307,1,0,3,0,2]
["Small Hydro",0,1,0.33,0,309,0,0,0,0,0,0,0,0,0,0,0,0,0,0,0,0,null,null,null,null,null,309,2,34.21875,145.13944500875036,145.13944500875036,null,291,2,30.831093750000008,169.54115025741697,22946.406447201196,null,null,null,null,null,null,null,null,null,null,null,null,null,null,null,null,null,null,null,null,null,null,null,null,null,null,null,null,null,null,null,null,null,null,null,null,null,null,291,2,30.831093750000008,169.54115025741697,22946.406447201196,null,null,null,null,null,null,null,null,null,null,null,null,null,null,null,309,1,0,3,1,0]
["Small Hydro",0,1,0.33,0.33,310,0,0,0,0,0,0,0,0,0,0,0,0,0,0,0,0,null,null,null,null,null,310,2,34.21875,148.90643271160573,148.90643271160573,null,295,2,30.831093750000008,169.54115025741697,22977.237540951195,null,null,null,null,null,null,null,null,null,null,null,null,null,null,null,null,null,null,null,null,null,null,null,null,null,null,null,null,null,null,null,null,null,null,null,null,null,null,295,2,30.831093750000008,169.54115025741697,22977.237540951195,null,null,null,null,null,null,null,null,null,null,null,null,null,null,null,310,1,0,3,1,1]
["Small Hydro",0,1,0.67,0,313,0,0,0,0,0,0,0,0,0,0,0,0,0,0,0,0,null,null,null,null,null,313,2,34.21875,145.13944500875036,145.13944500875036,null,1186,5,136.20002461884442,169.54930346526356,23175.099753070037,null,null,null,null,null,null,null,null,null,null,null,null,null,null,null,null,null,null,null,null,null,null,null,null,null,null,null,null,null,null,null,null,null,null,null,null,null,null,1186,5,136.20002461884442,169.54930346526356,23175.099753070037,null,null,null,null,null,null,null,null,null,null,null,null,null,null,null,313,1,0,3,2,0]
["Small Hydro",0,1,0.67,0.33,314,0,0,0,0,0,0,0,0,0,0,0,0,0,0,0,0,null,null,null,null,null,314,2,34.21875,148.90643271160573,148.90643271160573,null,1051,5,130.84581551207117,169.61693248632224,23305.945568582109,null,null,null,null,null,null,null,null,null,null,null,null,null,null,null,null,null,null,null,null,null,null,null,null,null,null,null,null,null,null,null,null,null,null,null,null,null,null,1051,5,130.84581551207117,169.61693248632224,23305.945568582109,null,null,null,null,null,null,null,null,null,null,null,null,null,null,null,314,1,0,3,2,1]
["Small Hydro",0,1,1,0,317,0,0,0,0,0,0,0,0,0,0,0,0,0,0,0,0,null,null,null,null,null,317,2,34.21875,145.13944500875036,145.13944500875036,null,1127,5,136.18259080338422,170.21349682623534,23657.402168883527,null,null,null,null,null,null,null,null,null,null,null,null,null,null,null,null,null,null,null,null,null,null,null,null,null,null,null,null,null,null,null,null,null,null,null,null,null,null,1127,5,136.18259080338422,170.21349682623534,23657.402168883527,null,null,null,null,null,null,null,null,null,null,null,null,null,null,null,317,1,0,3,3,0]
["Small Hydro",0,1,1,0.33,318,0,0,0,0,0,0,0,0,0,0,0,0,0,0,0,0,null,null,null,null,null,318,2,34.21875,148.90643271160573,148.90643271160573,null,1265,5,141.36717388175055,170.24102323758908,23798.769342765278,null,null,null,null,null,null,null,null,null,null,null,null,null,null,null,null,null,null,null,null,null,null,null,null,null,null,null,null,null,null,null,null,null,null,null,null,null,null,1265,5,141.36717388175055,170.24102323758908,23798.769342765278,null,null,null,null,null,null,null,null,null,null,null,null,null,null,null,318,1,0,3,3,1]
[{"$f":"+OFFSET($B$51,CT607,0)","v":"Small Hydro"},{"$f":"+OFFSET($C$89,0,CU607)","v":0.33},{"$f":"+OFFSET($C$89,1,CV607)","v":0},{"$f":"+OFFSET($C$89,2,CW607)","v":0},{"$f":"+OFFSET($C$89,3,CX607)","v":0},321,0,0,0,0,0,0,0,0,0,0,0,0,0,0,0,0,null,null,null,null,null,321,2,23.953125000000011,225.6412838839056,{"$f":"IF(AE607<0,0,AE607)","v":225.6412838839056},null,437,2,34.218750000000007,170.50063576003225,23998.052266872979,null,null,null,null,null,null,null,null,null,null,null,null,null,null,null,null,null,null,null,null,null,null,null,null,null,null,null,null,null,null,null,null,null,null,null,null,null,null,437,2,34.218750000000007,170.50063576003225,23998.052266872979,null,null,null,null,null,null,null,null,null,null,null,null,null,null,null,{"$f":"+F607","v":321},1,1,0,0,0]
["Small Hydro",0.33,0,0,0.33,322,{"$f":"OFFSET($C$60,$CT608,0)+(OFFSET($D$60,$CT608,0)-OFFSET($C$60,$CT608,0))*B608","v":0},{"$f":"+OFFSET($J$78,$CT608,0)","v":0},{"$f":"+OFFSET($J$78,$CT608,1)","v":0},{"$f":"+OFFSET($J$78,$CT608,2)","v":0},{"$f":"OFFSET($C$78,$CT608,0)+(OFFSET($D$78,$CT608,0)-OFFSET($C$78,$CT608,0))*D608","v":0},{"$f":"+OFFSET($F$78,$CT608,0)","v":0},{"$f":"OFFSET($C$69,$CT608,0)+(OFFSET($D$69,$CT608,0)-OFFSET($C$69,$CT608,0))*E608","v":0},{"$f":"+OFFSET($C$51,$CT608,0)/$D$284","v":0},{"$f":"+OFFSET($D$51,$CT608,0)","v":0},{"$f":"+OFFSET($E$51,$CT608,0)","v":0},{"$f":"+OFFSET($F$51,$CT608,0)","v":0},{"$f":"+OFFSET($G$51,$CT608,0)","v":0},{"$f":"+OFFSET($H$51,$CT608,0)","v":0},{"$f":"OFFSET($J$51,$CT608,0)+(OFFSET($K$51,$CT608,0)-OFFSET($J$51,$CT608,0))*C608","v":0},{"$f":"+OFFSET($H$78,$CT608,0)","v":0},{"$f":"+OFFSET($I$78,$CT608,0)","v":0},null,null,null,null,null,{"$f":"+F608","v":322},{"$f":"+CT608+1","v":2},23.953124999999996,231.02242810156207,231.02242810156207,null,441,2,34.218750000000007,170.50063576003225,{"$f":"AL607+AJ608","v":24032.271016872979},null,null,null,null,null,null,null,null,null,null,null,null,null,null,null,null,null,null,null,null,null,null,null,null,null,null,null,null,null,null,null,null,null,null,null,null,null,null,{"$f":"+IF($AL608<$C$21,AH608,\"\")","v":441},{"$f":"+IF($AL608<$C$21,AI608,\"\")","v":2},{"$f":"+IF($AL608<$C$21,AJ608,\"\")","v":34.218750000000007},{"$f":"+IF($AL608<$C$21,AK608,\"\")","v":170.50063576003225},{"$f":"+IF($AL608<$C$21,AL608,\"\")","v":24032.271016872979},null,null,null,null,null,null,null,null,null,null,null,null,null,null,null,322,{"$f":"+IF(CU608<CU607,IF(CT607+1>CT$286-1,0,CT607+1),CT607)","v":1},{"$f":"+IF(CV608<CV607,IF(CU607+1>CU$286-1,0,CU607+1),CU607)","v":1},{"$f":"+IF(CW608<CW607,IF(CV607+1>CV$286-1,0,CV607+1),CV607)","v":0},{"$f":"+IF(CX608<CX607,IF(CW607+1>CW$286-1,0,CW607+1),CW607)","v":0},{"$f":"+MOD($CS608-1,CX$286)","v":1}]
["Small Hydro",0.33,0,0.33,0,325,0,0,0,0,0,0,0,0,0,0,0,0,0,0,0,0,null,null,null,null,null,325,2,23.953125000000011,225.6412838839056,225.6412838839056,null,881,4,80.114738384644582,171.05416813866924,24282.803938165795,null,null,null,null,null,null,null,null,null,null,null,null,null,null,null,null,null,null,null,null,null,null,null,null,null,null,null,null,null,null,null,null,null,null,null,null,null,null,881,4,80.114738384644582,171.05416813866924,24282.803938165795,null,null,null,null,null,null,null,null,null,null,null,null,null,null,null,325,1,1,0,1,0]
["Small Hydro",0.33,0,0.33,0.33,326,0,0,0,0,0,0,0,0,0,0,0,0,0,0,0,0,null,null,null,null,null,326,2,23.953124999999996,231.02242810156207,231.02242810156207,null,786,4,67.485027429234719,171.36637544751508,24350.288965595028,null,null,null,null,null,null,null,null,null,null,null,null,null,null,null,null,null,null,null,null,null,null,null,null,null,null,null,null,null,null,null,null,null,null,null,null,null,null,786,4,67.485027429234719,171.36637544751508,24350.288965595028,null,null,null,null,null,null,null,null,null,null,null,null,null,null,null,326,1,1,0,1,1]
["Small Hydro",0.33,0,0.33,1,328,0,0,0,0,0,0,0,0,0,0,0,0,0,0,0,0,null,null,null,null,null,328,2,23.953124999999989,241.94783343800856,241.94783343800856,null,1203,5,141.37889024028834,171.98614492705502,24627.850203753726,null,null,null,null,null,null,null,null,null,null,null,null,null,null,null,null,null,null,null,null,null,null,null,null,null,null,null,null,null,null,null,null,null,null,null,null,null,null,1203,5,141.37889024028834,171.98614492705502,24627.850203753726,null,null,null,null,null,null,null,null,null,null,null,null,null,null,null,328,1,1,0,1,3]
["Small Hydro",0.33,0,0.67,0,329,0,0,0,0,0,0,0,0,0,0,0,0,0,0,0,0,null,null,null,null,null,329,2,23.953125000000011,225.6412838839056,225.6412838839056,null,1153,5,125.66020203806863,172.05296465480714,24753.510405791792,null,null,null,null,null,null,null,null,null,null,null,null,null,null,null,null,null,null,null,null,null,null,null,null,null,null,null,null,null,null,null,null,null,null,null,null,null,null,1153,5,125.66020203806863,172.05296465480714,24753.510405791792,null,null,null,null,null,null,null,null,null,null,null,null,null,null,null,329,1,1,0,2,0]
["Small Hydro",0.33,0,0.67,1,332,0,0,0,0,0,0,0,0,0,0,0,0,0,0,0,0,null,null,null,null,null,332,2,23.953124999999989,241.94783343800856,241.94783343800856,null,1206,5,141.36489653061363,172.5030389084481,25048.892844436545,null,null,null,null,null,null,null,null,null,null,null,null,null,null,null,null,null,null,null,null,null,null,null,null,null,null,null,null,null,null,null,null,null,null,null,null,null,null,1206,5,141.36489653061363,172.5030389084481,25048.892844436545,null,null,null,null,null,null,null,null,null,null,null,null,null,null,null,332,1,1,0,2,3]
["Small Hydro",0.33,0,1,0,333,0,0,0,0,0,0,0,0,0,0,0,0,0,0,0,0,null,null,null,null,null,333,2,23.953125000000011,225.6412838839056,225.6412838839056,null,1094,5,125.65772204681787,172.81065552328832,25174.550566483362,null,null,null,null,null,null,null,null,null,null,null,null,null,null,null,null,null,null,null,null,null,null,null,null,null,null,null,null,null,null,null,null,null,null,null,null,null,null,1094,5,125.65772204681787,172.81065552328832,25174.550566483362,null,null,null,null,null,null,null,null,null,null,null,null,null,null,null,333,1,1,0,3,0]
["Small Hydro",0.33,0,1,1,336,0,0,0,0,0,0,0,0,0,0,0,0,0,0,0,0,null,null,null,null,null,336,2,23.953124999999989,241.94783343800856,241.94783343800856,null,882,4,80.114788959720869,172.98996488248224,25527.036070103819,null,null,null,null,null,null,null,null,null,null,null,null,null,null,null,null,null,null,null,null,null,null,null,null,null,null,null,null,null,null,null,null,null,null,null,null,null,null,882,4,80.114788959720869,172.98996488248224,25527.036070103819,null,null,null,null,null,null,null,null,null,null,null,null,null,null,null,336,1,1,0,3,3]
["Small Hydro",0.33,0.33,0,0,337,0,0,0,0,0,0,0,0,0,0,0,0,0,0,0,0,null,null,null,null,null,337,2,27.340781249999981,197.42316009136937,197.42316009136937,null,1144,5,141.36732120895951,173.16068397656585,25668.403391312779,null,null,null,null,null,null,null,null,null,null,null,null,null,null,null,null,null,null,null,null,null,null,null,null,null,null,null,null,null,null,null,null,null,null,null,null,null,null,1144,5,141.36732120895951,173.16068397656585,25668.403391312779,null,null,null,null,null,null,null,null,null,null,null,null,null,null,null,337,1,1,1,0,0]
["Small Hydro",0.33,0.33,0,1,340,0,0,0,0,0,0,0,0,0,0,0,0,0,0,0,0,null,null,null,null,null,340,2,27.340781250000003,211.70983599457912,211.70983599457912,null,296,2,30.831093750000001,173.72230415560909,25855.735895638838,null,null,null,null,null,null,null,null,null,null,null,null,null,null,null,null,null,null,null,null,null,null,null,null,null,null,null,null,null,null,null,null,null,null,null,null,null,null,296,2,30.831093750000001,173.72230415560909,25855.735895638838,null,null,null,null,null,null,null,null,null,null,null,null,null,null,null,340,1,1,1,0,3]
["Small Hydro",0.33,0.33,0.33,0,341,0,0,0,0,0,0,0,0,0,0,0,0,0,0,0,0,null,null,null,null,null,341,2,27.340781249999981,197.42316009136937,197.42316009136937,null,300,2,30.831093750000001,173.72230415560909,25886.566989388837,null,null,null,null,null,null,null,null,null,null,null,null,null,null,null,null,null,null,null,null,null,null,null,null,null,null,null,null,null,null,null,null,null,null,null,null,null,null,300,2,30.831093750000001,173.72230415560909,25886.566989388837,null,null,null,null,null,null,null,null,null,null,null,null,null,null,null,341,1,1,1,1,0]
["Small Hydro",0.33,0.33,0.33,0.67,343,0,0,0,0,0,0,0,0,0,0,0,0,0,0,0,0,null,null,null,null,null,343,2,27.340781250000003,206.99523124148095,206.99523124148095,null,787,4,67.485081086332841,173.73410974798691,25984.883164225168,null,null,null,null,null,null,null,null,null,null,null,null,null,null,null,null,null,null,null,null,null,null,null,null,null,null,null,null,null,null,null,null,null,null,null,null,null,null,787,4,67.485081086332841,173.73410974798691,25984.883164225168,null,null,null,null,null,null,null,null,null,null,null,null,null,null,null,343,1,1,1,1,2]
["Small Hydro",0.33,0.33,0.33,1,344,0,0,0,0,0,0,0,0,0,0,0,0,0,0,0,0,null,null,null,null,null,344,2,27.340781250000003,211.70983599457912,211.70983599457912,null,1097,5,125.65751968868975,173.75456959517351,26110.54068391386,null,null,null,null,null,null,null,null,null,null,null,null,null,null,null,null,null,null,null,null,null,null,null,null,null,null,null,null,null,null,null,null,null,null,null,null,null,null,1097,5,125.65751968868975,173.75456959517351,26110.54068391386,null,null,null,null,null,null,null,null,null,null,null,null,null,null,null,344,1,1,1,1,3]
["Small Hydro",0.33,0.33,0.67,0.67,347,0,0,0,0,0,0,0,0,0,0,0,0,0,0,0,0,null,null,null,null,null,347,2,27.340781250000003,206.99523124148095,206.99523124148095,null,438,2,34.218750000000014,174.26803530820979,26304.639312131596,null,null,null,null,null,null,null,null,null,null,null,null,null,null,null,null,null,null,null,null,null,null,null,null,null,null,null,null,null,null,null,null,null,null,null,null,null,null,438,2,34.218750000000014,174.26803530820979,26304.639312131596,null,null,null,null,null,null,null,null,null,null,null,null,null,null,null,347,1,1,1,2,2]
["Small Hydro",0.33,0.33,0.67,1,348,0,0,0,0,0,0,0,0,0,0,0,0,0,0,0,0,null,null,null,null,null,348,2,27.340781250000003,211.70983599457912,211.70983599457912,null,442,2,34.218750000000014,174.26803530820979,26338.858062131596,null,null,null,null,null,null,null,null,null,null,null,null,null,null,null,null,null,null,null,null,null,null,null,null,null,null,null,null,null,null,null,null,null,null,null,null,null,null,442,2,34.218750000000014,174.26803530820979,26338.858062131596,null,null,null,null,null,null,null,null,null,null,null,null,null,null,null,348,1,1,1,2,3]
["Small Hydro",0.33,0.33,1,0.67,351,0,0,0,0,0,0,0,0,0,0,0,0,0,0,0,0,null,null,null,null,null,351,2,27.340781250000003,206.99523124148095,206.99523124148095,null,807,4,73.900196429652524,174.3391207633195,26583.165176640716,null,null,null,null,null,null,null,null,null,null,null,null,null,null,null,null,null,null,null,null,null,null,null,null,null,null,null,null,null,null,null,null,null,null,null,null,null,null,807,4,73.900196429652524,174.3391207633195,26583.165176640716,null,null,null,null,null,null,null,null,null,null,null,null,null,null,null,351,1,1,1,3,2]
["Small Hydro",0.33,0.33,1,1,352,0,0,0,0,0,0,0,0,0,0,0,0,0,0,0,0,null,null,null,null,null,352,2,27.340781250000003,211.70983599457912,211.70983599457912,null,826,4,80.11751821561549,174.36399161913477,26663.282694856331,null,null,null,null,null,null,null,null,null,null,null,null,null,null,null,null,null,null,null,null,null,null,null,null,null,null,null,null,null,null,null,null,null,null,null,null,null,null,826,4,80.11751821561549,174.36399161913477,26663.282694856331,null,null,null,null,null,null,null,null,null,null,null,null,null,null,null,352,1,1,1,3,3]
["Small Hydro",0.33,0.67,0,0.67,355,0,0,0,0,0,0,0,0,0,0,0,0,0,0,0,0,null,null,null,null,null,355,2,30.831093749999987,183.69727340049491,183.69727340049491,null,1035,5,125.66080998876615,175.07846958833542,27010.42306618049,null,null,null,null,null,null,null,null,null,null,null,null,null,null,null,null,null,null,null,null,null,null,null,null,null,null,null,null,null,null,null,null,null,null,null,null,null,null,1035,5,125.66080998876615,175.07846958833542,27010.42306618049,null,null,null,null,null,null,null,null,null,null,null,null,null,null,null,355,1,1,2,0,2]
["Small Hydro",0.33,0.67,0,1,356,0,0,0,0,0,0,0,0,0,0,0,0,0,0,0,0,null,null,null,null,null,356,2,30.831093750000001,187.87343859615424,187.87343859615424,null,1147,5,141.36705467931912,175.12939909600428,27151.790120859809,null,null,null,null,null,null,null,null,null,null,null,null,null,null,null,null,null,null,null,null,null,null,null,null,null,null,null,null,null,null,null,null,null,null,null,null,null,null,1147,5,141.36705467931912,175.12939909600428,27151.790120859809,null,null,null,null,null,null,null,null,null,null,null,null,null,null,null,356,1,1,2,0,3]
["Small Hydro",0.33,0.67,0.33,0.33,358,0,0,0,0,0,0,0,0,0,0,0,0,0,0,0,0,null,null,null,null,null,358,2,30.831093750000004,179.394748237382,179.394748237382,null,357,2,30.831093749999994,175.21896197804926,27213.452308359807,null,null,null,null,null,null,null,null,null,null,null,null,null,null,null,null,null,null,null,null,null,null,null,null,null,null,null,null,null,null,null,null,null,null,null,null,null,null,357,2,30.831093749999994,175.21896197804926,27213.452308359807,null,null,null,null,null,null,null,null,null,null,null,null,null,null,null,358,1,1,2,1,1]
["Small Hydro",0.33,0.67,0.33,0.67,359,0,0,0,0,0,0,0,0,0,0,0,0,0,0,0,0,null,null,null,null,null,359,2,30.831093749999987,183.69727340049491,183.69727340049491,null,361,2,30.831093749999994,175.21896197804926,27244.283402109806,null,null,null,null,null,null,null,null,null,null,null,null,null,null,null,null,null,null,null,null,null,null,null,null,null,null,null,null,null,null,null,null,null,null,null,null,null,null,361,2,30.831093749999994,175.21896197804926,27244.283402109806,null,null,null,null,null,null,null,null,null,null,null,null,null,null,null,359,1,1,2,1,2]
["Small Hydro",0.33,0.67,0.67,0.33,362,0,0,0,0,0,0,0,0,0,0,0,0,0,0,0,0,null,null,null,null,null,362,2,30.831093750000004,179.394748237382,179.394748237382,null,1170,5,130.85396657818268,175.48134090086168,27531.628937445974,null,null,null,null,null,null,null,null,null,null,null,null,null,null,null,null,null,null,null,null,null,null,null,null,null,null,null,null,null,null,null,null,null,null,null,null,null,null,1170,5,130.85396657818268,175.48134090086168,27531.628937445974,null,null,null,null,null,null,null,null,null,null,null,null,null,null,null,362,1,1,2,2,1]
["Small Hydro",0.33,0.67,0.67,0.67,363,0,0,0,0,0,0,0,0,0,0,0,0,0,0,0,0,null,null,null,null,null,363,2,30.831093749999987,183.69727340049491,183.69727340049491,null,1108,5,130.85465062683772,175.96069986829815,27662.483588072813,null,null,null,null,null,null,null,null,null,null,null,null,null,null,null,null,null,null,null,null,null,null,null,null,null,null,null,null,null,null,null,null,null,null,null,null,null,null,1108,5,130.85465062683772,175.96069986829815,27662.483588072813,null,null,null,null,null,null,null,null,null,null,null,null,null,null,null,363,1,1,2,2,2]
["Small Hydro",0.33,0.67,1,0.33,366,0,0,0,0,0,0,0,0,0,0,0,0,0,0,0,0,null,null,null,null,null,366,2,30.831093750000004,179.394748237382,179.394748237382,null,597,3,48.075757996973088,176.06555512541146,27826.120237250947,null,null,null,null,null,null,null,null,null,null,null,null,null,null,null,null,null,null,null,null,null,null,null,null,null,null,null,null,null,null,null,null,null,null,null,null,null,null,597,3,48.075757996973088,176.06555512541146,27826.120237250947,null,null,null,null,null,null,null,null,null,null,null,null,null,null,null,366,1,1,2,3,1]
["Small Hydro",0.33,0.67,1,0.67,367,0,0,0,0,0,0,0,0,0,0,0,0,0,0,0,0,null,null,null,null,null,367,2,30.831093749999987,183.69727340049491,183.69727340049491,null,601,3,48.075757996973088,176.06555512541146,27874.195995247919,null,null,null,null,null,null,null,null,null,null,null,null,null,null,null,null,null,null,null,null,null,null,null,null,null,null,null,null,null,null,null,null,null,null,null,null,null,null,601,3,48.075757996973088,176.06555512541146,27874.195995247919,null,null,null,null,null,null,null,null,null,null,null,null,null,null,null,367,1,1,2,3,2]
["Small Hydro",0.33,1,0,0.33,370,0,0,0,0,0,0,0,0,0,0,0,0,0,0,0,0,null,null,null,null,null,370,2,34.218750000000014,161.39362480608781,161.39362480608781,null,737,3,64.474849315089642,176.28797200614579,28117.588181530678,null,null,null,null,null,null,null,null,null,null,null,null,null,null,null,null,null,null,null,null,null,null,null,null,null,null,null,null,null,null,null,null,null,null,null,null,null,null,737,3,64.474849315089642,176.28797200614579,28117.588181530678,null,null,null,null,null,null,null,null,null,null,null,null,null,null,null,370,1,1,3,0,1]
["Small Hydro",0.33,1,0,0.67,371,0,0,0,0,0,0,0,0,0,0,0,0,0,0,0,0,null,null,null,null,null,371,2,34.218749999999986,165.27495574852287,165.27495574852287,null,741,3,64.474849315089642,176.28797200614579,28182.063030845769,null,null,null,null,null,null,null,null,null,null,null,null,null,null,null,null,null,null,null,null,null,null,null,null,null,null,null,null,null,null,null,null,null,null,null,null,null,null,741,3,64.474849315089642,176.28797200614579,28182.063030845769,null,null,null,null,null,null,null,null,null,null,null,null,null,null,null,371,1,1,3,0,2]
["Small Hydro",0.33,1,0.33,0,373,0,0,0,0,0,0,0,0,0,0,0,0,0,0,0,0,null,null,null,null,null,373,2,34.21875,157.6264536673998,157.6264536673998,null,749,3,64.474849315089642,176.28797200614579,28311.012729475951,null,null,null,null,null,null,null,null,null,null,null,null,null,null,null,null,null,null,null,null,null,null,null,null,null,null,null,null,null,null,null,null,null,null,null,null,null,null,749,3,64.474849315089642,176.28797200614579,28311.012729475951,null,null,null,null,null,null,null,null,null,null,null,null,null,null,null,373,1,1,3,1,0]
["Small Hydro",0.33,1,0.33,0.33,374,0,0,0,0,0,0,0,0,0,0,0,0,0,0,0,0,null,null,null,null,null,374,2,34.218750000000014,161.39362480608781,161.39362480608781,null,827,4,80.117602354833508,176.36044828470074,28391.130331830784,null,null,null,null,null,null,null,null,null,null,null,null,null,null,null,null,null,null,null,null,null,null,null,null,null,null,null,null,null,null,null,null,null,null,null,null,null,null,827,4,80.117602354833508,176.36044828470074,28391.130331830784,null,null,null,null,null,null,null,null,null,null,null,null,null,null,null,374,1,1,3,1,1]
["Small Hydro",0.33,1,0.67,0,377,0,0,0,0,0,0,0,0,0,0,0,0,0,0,0,0,null,null,null,null,null,377,2,34.21875,157.6264536673998,157.6264536673998,null,1150,5,141.36676945052238,176.54889336241686,28737.250962193531,null,null,null,null,null,null,null,null,null,null,null,null,null,null,null,null,null,null,null,null,null,null,null,null,null,null,null,null,null,null,null,null,null,null,null,null,null,null,1150,5,141.36676945052238,176.54889336241686,28737.250962193531,null,null,null,null,null,null,null,null,null,null,null,null,null,null,null,377,1,1,3,2,0]
["Small Hydro",0.33,1,0.67,0.33,378,0,0,0,0,0,0,0,0,0,0,0,0,0,0,0,0,null,null,null,null,null,378,2,34.218750000000014,161.39362480608781,161.39362480608781,null,1249,5,136.19121445293146,176.74779846354161,28873.442176646462,null,null,null,null,null,null,null,null,null,null,null,null,null,null,null,null,null,null,null,null,null,null,null,null,null,null,null,null,null,null,null,null,null,null,null,null,null,null,1249,5,136.19121445293146,176.74779846354161,28873.442176646462,null,null,null,null,null,null,null,null,null,null,null,null,null,null,null,378,1,1,3,2,1]
["Small Hydro",0.33,1,1,0,381,0,0,0,0,0,0,0,0,0,0,0,0,0,0,0,0,null,null,null,null,null,381,2,34.21875,157.6264536673998,157.6264536673998,null,1088,5,141.37436796180313,177.90028363154238,29225.772795750258,null,null,null,null,null,null,null,null,null,null,null,null,null,null,null,null,null,null,null,null,null,null,null,null,null,null,null,null,null,null,null,null,null,null,null,null,null,null,1088,5,141.37436796180313,177.90028363154238,29225.772795750258,null,null,null,null,null,null,null,null,null,null,null,null,null,null,null,381,1,1,3,3,0]
["Small Hydro",0.33,1,1,0.33,382,0,0,0,0,0,0,0,0,0,0,0,0,0,0,0,0,null,null,null,null,null,382,2,34.218750000000014,161.39362480608781,161.39362480608781,null,435,2,34.218749999999993,178.1496014405171,29259.991545750258,null,null,null,null,null,null,null,null,null,null,null,null,null,null,null,null,null,null,null,null,null,null,null,null,null,null,null,null,null,null,null,null,null,null,null,null,null,null,435,2,34.218749999999993,178.1496014405171,29259.991545750258,null,null,null,null,null,null,null,null,null,null,null,null,null,null,null,382,1,1,3,3,1]
[{"$f":"+OFFSET($B$51,CT671,0)","v":"Small Hydro"},{"$f":"+OFFSET($C$89,0,CU671)","v":0.67},{"$f":"+OFFSET($C$89,1,CV671)","v":0},{"$f":"+OFFSET($C$89,2,CW671)","v":0},{"$f":"+OFFSET($C$89,3,CX671)","v":0},385,0,0,0,0,0,0,0,0,0,0,0,0,0,0,0,0,null,null,null,null,null,385,2,23.953125,244.35135269750774,{"$f":"IF(AE671<0,0,AE671)","v":244.35135269750774},null,447,2,34.218749999999993,178.1496014405171,29362.647795750258,null,null,null,null,null,null,null,null,null,null,null,null,null,null,null,null,null,null,null,null,null,null,null,null,null,null,null,null,null,null,null,null,null,null,null,null,null,null,447,2,34.218749999999993,178.1496014405171,29362.647795750258,null,null,null,null,null,null,null,null,null,null,null,null,null,null,null,{"$f":"+F671","v":385},1,2,0,0,0]
["Small Hydro",0.67,0,0,0.33,386,{"$f":"OFFSET($C$60,$CT672,0)+(OFFSET($D$60,$CT672,0)-OFFSET($C$60,$CT672,0))*B672","v":0},{"$f":"+OFFSET($J$78,$CT672,0)","v":0},{"$f":"+OFFSET($J$78,$CT672,1)","v":0},{"$f":"+OFFSET($J$78,$CT672,2)","v":0},{"$f":"OFFSET($C$78,$CT672,0)+(OFFSET($D$78,$CT672,0)-OFFSET($C$78,$CT672,0))*D672","v":0},{"$f":"+OFFSET($F$78,$CT672,0)","v":0},{"$f":"OFFSET($C$69,$CT672,0)+(OFFSET($D$69,$CT672,0)-OFFSET($C$69,$CT672,0))*E672","v":0},{"$f":"+OFFSET($C$51,$CT672,0)/$D$284","v":0},{"$f":"+OFFSET($D$51,$CT672,0)","v":0},{"$f":"+OFFSET($E$51,$CT672,0)","v":0},{"$f":"+OFFSET($F$51,$CT672,0)","v":0},{"$f":"+OFFSET($G$51,$CT672,0)","v":0},{"$f":"+OFFSET($H$51,$CT672,0)","v":0},{"$f":"OFFSET($J$51,$CT672,0)+(OFFSET($K$51,$CT672,0)-OFFSET($J$51,$CT672,0))*C672","v":0},{"$f":"+OFFSET($H$78,$CT672,0)","v":0},{"$f":"+OFFSET($I$78,$CT672,0)","v":0},null,null,null,null,null,{"$f":"+F672","v":386},{"$f":"+CT672+1","v":2},23.953124999999996,249.72890247182318,249.72890247182318,null,1117,5,130.84114022451701,178.1624416806749,{"$f":"AL671+AJ672","v":29493.488935974776},null,null,null,null,null,null,null,null,null,null,null,null,null,null,null,null,null,null,null,null,null,null,null,null,null,null,null,null,null,null,null,null,null,null,null,null,null,null,{"$f":"+IF($AL672<$C$21,AH672,\"\")","v":1117},{"$f":"+IF($AL672<$C$21,AI672,\"\")","v":5},{"$f":"+IF($AL672<$C$21,AJ672,\"\")","v":130.84114022451701},{"$f":"+IF($AL672<$C$21,AK672,\"\")","v":178.1624416806749},{"$f":"+IF($AL672<$C$21,AL672,\"\")","v":29493.488935974776},null,null,null,null,null,null,null,null,null,null,null,null,null,null,null,386,{"$f":"+IF(CU672<CU671,IF(CT671+1>CT$286-1,0,CT671+1),CT671)","v":1},{"$f":"+IF(CV672<CV671,IF(CU671+1>CU$286-1,0,CU671+1),CU671)","v":2},{"$f":"+IF(CW672<CW671,IF(CV671+1>CV$286-1,0,CV671+1),CV671)","v":0},{"$f":"+IF(CX672<CX671,IF(CW671+1>CW$286-1,0,CW671+1),CW671)","v":0},{"$f":"+MOD($CS672-1,CX$286)","v":1}]
["Small Hydro",0.67,0,0.33,0,389,0,0,0,0,0,0,0,0,0,0,0,0,0,0,0,0,null,null,null,null,null,389,2,23.953125,244.35135269750774,244.35135269750774,null,1266,5,141.36749681153898,178.46664841204276,29851.174585211698,null,null,null,null,null,null,null,null,null,null,null,null,null,null,null,null,null,null,null,null,null,null,null,null,null,null,null,null,null,null,null,null,null,null,null,null,null,null,1266,5,141.36749681153898,178.46664841204276,29851.174585211698,null,null,null,null,null,null,null,null,null,null,null,null,null,null,null,389,1,2,0,1,0]
["Small Hydro",0.67,0,0.33,0.33,390,0,0,0,0,0,0,0,0,0,0,0,0,0,0,0,0,null,null,null,null,null,390,2,23.953124999999996,249.72890247182318,249.72890247182318,null,1052,5,130.84619679359972,178.50013314596418,29982.020782005296,null,null,null,null,null,null,null,null,null,null,null,null,null,null,null,null,null,null,null,null,null,null,null,null,null,null,null,null,null,null,null,null,null,null,null,null,null,null,1052,5,130.84619679359972,178.50013314596418,29982.020782005296,null,null,null,null,null,null,null,null,null,null,null,null,null,null,null,390,1,2,0,1,1]
["Small Hydro",0.67,0,0.33,1,392,0,0,0,0,0,0,0,0,0,0,0,0,0,0,0,0,null,null,null,null,null,392,2,23.953125000000004,260.64694140256267,260.64694140256267,null,354,2,30.831093750000004,179.394748237382,30149.034824906623,null,null,null,null,null,null,null,null,null,null,null,null,null,null,null,null,null,null,null,null,null,null,null,null,null,null,null,null,null,null,null,null,null,null,null,null,null,null,"","","","","",null,null,null,null,null,null,null,null,null,null,null,null,null,null,null,392,1,2,0,1,3]
["Small Hydro",0.67,0,0.67,0,393,0,0,0,0,0,0,0,0,0,0,0,0,0,0,0,0,null,null,null,null,null,393,2,23.953125,244.35135269750774,244.35135269750774,null,358,2,30.831093750000004,179.394748237382,30179.865918656622,null,null,null,null,null,null,null,null,null,null,null,null,null,null,null,null,null,null,null,null,null,null,null,null,null,null,null,null,null,null,null,null,null,null,null,null,null,null,"","","","","",null,null,null,null,null,null,null,null,null,null,null,null,null,null,null,393,1,2,0,2,0]
["Small Hydro",0.67,0,0.67,1,396,0,0,0,0,0,0,0,0,0,0,0,0,0,0,0,0,null,null,null,null,null,396,2,23.953125000000004,260.64694140256267,260.64694140256267,null,1190,5,136.19986126364066,179.42383652197108,30377.727967420262,null,null,null,null,null,null,null,null,null,null,null,null,null,null,null,null,null,null,null,null,null,null,null,null,null,null,null,null,null,null,null,null,null,null,null,null,null,null,"","","","","",null,null,null,null,null,null,null,null,null,null,null,null,null,null,null,396,1,2,0,2,3]
["Small Hydro",0.67,0,1,0,397,0,0,0,0,0,0,0,0,0,0,0,0,0,0,0,0,null,null,null,null,null,397,2,23.953125,244.35135269750774,244.35135269750774,null,1055,5,130.84582012338214,179.50339752732413,30508.573787543643,null,null,null,null,null,null,null,null,null,null,null,null,null,null,null,null,null,null,null,null,null,null,null,null,null,null,null,null,null,null,null,null,null,null,null,null,null,null,"","","","","",null,null,null,null,null,null,null,null,null,null,null,null,null,null,null,397,1,2,0,3,0]
["Small Hydro",0.67,0,1,1,400,0,0,0,0,0,0,0,0,0,0,0,0,0,0,0,0,null,null,null,null,null,400,2,23.953125000000004,260.64694140256267,260.64694140256267,null,1131,5,136.18272029848211,180.40724086184989,30927.503086009958,null,null,null,null,null,null,null,null,null,null,null,null,null,null,null,null,null,null,null,null,null,null,null,null,null,null,null,null,null,null,null,null,null,null,null,null,null,null,"","","","","",null,null,null,null,null,null,null,null,null,null,null,null,null,null,null,400,1,2,0,3,3]
["Small Hydro",0.67,0.33,0,0,401,0,0,0,0,0,0,0,0,0,0,0,0,0,0,0,0,null,null,null,null,null,401,2,27.340781249999992,213.43510738338128,213.43510738338128,null,738,3,64.477024855467135,180.84920826728958,30991.980110865425,null,null,null,null,null,null,null,null,null,null,null,null,null,null,null,null,null,null,null,null,null,null,null,null,null,null,null,null,null,null,null,null,null,null,null,null,null,null,"","","","","",null,null,null,null,null,null,null,null,null,null,null,null,null,null,null,401,1,2,1,0,0]
["Small Hydro",0.67,0.33,0,1,404,0,0,0,0,0,0,0,0,0,0,0,0,0,0,0,0,null,null,null,null,null,404,2,27.340781250000003,227.72394281585528,227.72394281585528,null,750,3,64.477024855467135,180.84920826728958,31185.411185431825,null,null,null,null,null,null,null,null,null,null,null,null,null,null,null,null,null,null,null,null,null,null,null,null,null,null,null,null,null,null,null,null,null,null,null,null,null,null,"","","","","",null,null,null,null,null,null,null,null,null,null,null,null,null,null,null,404,1,2,1,0,3]
["Small Hydro",0.67,0.33,0.33,0,405,0,0,0,0,0,0,0,0,0,0,0,0,0,0,0,0,null,null,null,null,null,405,2,27.340781249999992,213.43510738338128,213.43510738338128,null,789,4,67.484971177083708,180.93113522030941,31252.896156608909,null,null,null,null,null,null,null,null,null,null,null,null,null,null,null,null,null,null,null,null,null,null,null,null,null,null,null,null,null,null,null,null,null,null,null,null,null,null,"","","","","",null,null,null,null,null,null,null,null,null,null,null,null,null,null,null,405,1,2,1,1,0]
["Small Hydro",0.67,0.33,0.33,0.67,407,0,0,0,0,0,0,0,0,0,0,0,0,0,0,0,0,null,null,null,null,null,407,2,27.340781250000003,223.00863135687121,223.00863135687121,null,1193,5,136.19927060425346,181.05439418477525,31530.46072562721,null,null,null,null,null,null,null,null,null,null,null,null,null,null,null,null,null,null,null,null,null,null,null,null,null,null,null,null,null,null,null,null,null,null,null,null,null,null,null,null,null,null,null,null,null,null,null,null,null,null,null,null,null,null,null,null,null,null,{"$f":"+F693","v":407},1,2,1,1,2]
["Small Hydro",0.67,0.33,0.33,1,408,0,0,0,0,0,0,0,0,0,0,0,0,0,0,0,0,null,null,null,null,null,408,2,27.340781250000003,227.72394281585528,227.72394281585528,null,1154,5,125.66052541675683,181.30683830243248,31656.121251043965,null,null,null,null,null,null,null,null,null,null,null,null,null,null,null,null,null,null,null,null,null,null,null,null,null,null,null,null,null,null,null,null,null,null,null,null,null,null,null,null,null,null,null,null,null,null,null,null,null,null,null,null,null,null,null,null,null,null,408,1,2,1,1,3]
["Small Hydro",0.67,0.33,0.67,0.67,411,0,0,0,0,0,0,0,0,0,0,0,0,0,0,0,0,null,null,null,null,null,411,2,27.340781250000003,223.00863135687121,223.00863135687121,null,440,2,34.218750000000014,181.91700672626058,31860.741221537217,null,null,null,null,null,null,null,null,null,null,null,null,null,null,null,null,null,null,null,null,null,null,null,null,null,null,null,null,null,null,null,null,null,null,null,null,null,null,null,null,null,null,null,null,null,null,null,null,null,null,null,null,null,null,null,null,null,null,411,1,2,1,2,2]
["Small Hydro",0.67,0.33,0.67,1,412,0,0,0,0,0,0,0,0,0,0,0,0,0,0,0,0,null,null,null,null,null,412,2,27.340781250000003,227.72394281585528,227.72394281585528,null,444,2,34.218750000000014,181.91700672626058,31894.959971537217,null,null,null,null,null,null,null,null,null,null,null,null,null,null,null,null,null,null,null,null,null,null,null,null,null,null,null,null,null,null,null,null,null,null,null,null,null,null,null,null,null,null,null,null,null,null,null,null,null,null,null,null,null,null,null,null,null,null,412,1,2,1,2,3]
["Small Hydro",0.67,0.33,1,0.67,415,0,0,0,0,0,0,0,0,0,0,0,0,0,0,0,0,null,null,null,null,null,415,2,27.340781250000003,223.00863135687121,223.00863135687121,null,594,3,48.077977090552828,182.18280664255335,32102.916990238471,null,null,null,null,null,null,null,null,null,null,null,null,null,null,null,null,null,null,null,null,null,null,null,null,null,null,null,null,null,null,null,null,null,null,null,null,null,null,null,null,null,null,null,null,null,null,null,null,null,null,null,null,null,null,null,null,null,null,415,1,2,1,3,2]
["Small Hydro",0.67,0.33,1,1,416,0,0,0,0,0,0,0,0,0,0,0,0,0,0,0,0,null,null,null,null,null,416,2,27.340781250000003,227.72394281585528,227.72394281585528,null,598,3,48.077977090552828,182.18280664255335,32150.994967329025,null,null,null,null,null,null,null,null,null,null,null,null,null,null,null,null,null,null,null,null,null,null,null,null,null,null,null,null,null,null,null,null,null,null,null,null,null,null,null,null,null,null,null,null,null,null,null,null,null,null,null,null,null,null,null,null,null,null,416,1,2,1,3,3]
["Small Hydro",0.67,0.67,0,0.67,419,0,0,0,0,0,0,0,0,0,0,0,0,0,0,0,0,null,null,null,null,null,419,2,30.831093750000012,197.94422865278179,197.94422865278179,null,809,4,73.900157808644082,182.31021466501639,32321.051079318775,null,null,null,null,null,null,null,null,null,null,null,null,null,null,null,null,null,null,null,null,null,null,null,null,null,null,null,null,null,null,null,null,null,null,null,null,null,null,null,null,null,null,null,null,null,null,null,null,null,null,null,null,null,null,null,null,null,null,419,1,2,2,0,2]
["Small Hydro",0.67,0.67,0,1,420,0,0,0,0,0,0,0,0,0,0,0,0,0,0,0,0,null,null,null,null,null,420,2,30.831093750000008,202.12464379228351,202.12464379228351,null,1095,5,125.65811794490324,182.34607657104431,32446.709197263677,null,null,null,null,null,null,null,null,null,null,null,null,null,null,null,null,null,null,null,null,null,null,null,null,null,null,null,null,null,null,null,null,null,null,null,null,null,null,null,null,null,null,null,null,null,null,null,null,null,null,null,null,null,null,null,null,null,null,420,1,2,2,0,3]
["Small Hydro",0.67,0.67,0.33,0.33,422,0,0,0,0,0,0,0,0,0,0,0,0,0,0,0,0,null,null,null,null,null,422,2,30.831093750000001,193.63713919129006,193.63713919129006,null,277,2,27.340781249999999,182.35011014633102,32501.390759763679,null,null,null,null,null,null,null,null,null,null,null,null,null,null,null,null,null,null,null,null,null,null,null,null,null,null,null,null,null,null,null,null,null,null,null,null,null,null,null,null,null,null,null,null,null,null,null,null,null,null,null,null,null,null,null,null,null,null,422,1,2,2,1,1]
["Small Hydro",0.67,0.67,0.33,0.67,423,0,0,0,0,0,0,0,0,0,0,0,0,0,0,0,0,null,null,null,null,null,423,2,30.831093750000012,197.94422865278179,197.94422865278179,null,281,2,27.340781249999999,182.35011014633102,32528.73154101368,null,null,null,null,null,null,null,null,null,null,null,null,null,null,null,null,null,null,null,null,null,null,null,null,null,null,null,null,null,null,null,null,null,null,null,null,null,null,null,null,null,null,null,null,null,null,null,null,null,null,null,null,null,null,null,null,null,null,423,1,2,2,1,2]
["Small Hydro",0.67,0.67,0.67,0.33,426,0,0,0,0,0,0,0,0,0,0,0,0,0,0,0,0,null,null,null,null,null,426,2,30.831093750000001,193.63713919129006,193.63713919129006,null,769,4,61.264110596653616,182.55396179721711,32691.230313049891,null,null,null,null,null,null,null,null,null,null,null,null,null,null,null,null,null,null,null,null,null,null,null,null,null,null,null,null,null,null,null,null,null,null,null,null,null,null,null,null,null,null,null,null,null,null,null,null,null,null,null,null,null,null,null,null,null,null,426,1,2,2,2,1]
["Small Hydro",0.67,0.67,0.67,0.67,427,0,0,0,0,0,0,0,0,0,0,0,0,0,0,0,0,null,null,null,null,null,427,2,30.831093750000012,197.94422865278179,197.94422865278179,null,1092,5,125.67073357160932,182.6012404741295,32816.901046621504,null,null,null,null,null,null,null,null,null,null,null,null,null,null,null,null,null,null,null,null,null,null,null,null,null,null,null,null,null,null,null,null,null,null,null,null,null,null,null,null,null,null,null,null,null,null,null,null,null,null,null,null,null,null,null,null,null,null,427,1,2,2,2,2]
["Small Hydro",0.67,0.67,1,0.33,430,0,0,0,0,0,0,0,0,0,0,0,0,0,0,0,0,null,null,null,null,null,430,2,30.831093750000001,193.63713919129006,193.63713919129006,null,885,4,80.114733726889412,182.91704605415089,33174.569469608294,null,null,null,null,null,null,null,null,null,null,null,null,null,null,null,null,null,null,null,null,null,null,null,null,null,null,null,null,null,null,null,null,null,null,null,null,null,null,null,null,null,null,null,null,null,null,null,null,null,null,null,null,null,null,null,null,null,null,430,1,2,2,3,1]
["Small Hydro",0.67,0.67,1,0.67,431,0,0,0,0,0,0,0,0,0,0,0,0,0,0,0,0,null,null,null,null,null,431,2,30.831093750000012,197.94422865278179,197.94422865278179,null,1098,5,125.65790505729957,183.00965778725919,33300.227374665592,null,null,null,null,null,null,null,null,null,null,null,null,null,null,null,null,null,null,null,null,null,null,null,null,null,null,null,null,null,null,null,null,null,null,null,null,null,null,null,null,null,null,null,null,null,null,null,null,null,null,null,null,null,null,null,null,null,null,431,1,2,2,3,2]
["Small Hydro",0.67,1,0,0.33,434,0,0,0,0,0,0,0,0,0,0,0,0,0,0,0,0,null,null,null,null,null,434,2,34.218750000000014,174.26803530820979,174.26803530820979,null,497,2,34.218749999999993,183.3703898513169,33543.298561085881,null,null,null,null,null,null,null,null,null,null,null,null,null,null,null,null,null,null,null,null,null,null,null,null,null,null,null,null,null,null,null,null,null,null,null,null,null,null,null,null,null,null,null,null,null,null,null,null,null,null,null,null,null,null,null,null,null,null,434,1,2,3,0,1]
["Small Hydro",0.67,1,0,0.67,435,0,0,0,0,0,0,0,0,0,0,0,0,0,0,0,0,null,null,null,null,null,435,2,34.218749999999993,178.1496014405171,178.1496014405171,null,501,2,34.218749999999993,183.3703898513169,33577.517311085881,null,null,null,null,null,null,null,null,null,null,null,null,null,null,null,null,null,null,null,null,null,null,null,null,null,null,null,null,null,null,null,null,null,null,null,null,null,null,null,null,null,null,null,null,null,null,null,null,null,null,null,null,null,null,null,null,null,null,435,1,2,3,0,2]
["Small Hydro",0.67,1,0.33,0,437,0,0,0,0,0,0,0,0,0,0,0,0,0,0,0,0,null,null,null,null,null,437,2,34.218750000000007,170.50063576003225,170.50063576003225,null,509,2,34.218749999999993,183.3703898513169,33645.954811085881,null,null,null,null,null,null,null,null,null,null,null,null,null,null,null,null,null,null,null,null,null,null,null,null,null,null,null,null,null,null,null,null,null,null,null,null,null,null,null,null,null,null,null,null,null,null,null,null,null,null,null,null,null,null,null,null,null,null,437,1,2,3,1,0]
["Small Hydro",0.67,1,0.33,0.33,438,0,0,0,0,0,0,0,0,0,0,0,0,0,0,0,0,null,null,null,null,null,438,2,34.218750000000014,174.26803530820979,174.26803530820979,null,1101,5,125.65769269778063,183.65327846889602,33771.612503783661,null,null,null,null,null,null,null,null,null,null,null,null,null,null,null,null,null,null,null,null,null,null,null,null,null,null,null,null,null,null,null,null,null,null,null,null,null,null,null,null,null,null,null,null,null,null,null,null,null,null,null,null,null,null,null,null,null,null,438,1,2,3,1,1]
["Small Hydro",0.67,1,0.67,0,441,0,0,0,0,0,0,0,0,0,0,0,0,0,0,0,0,null,null,null,null,null,441,2,34.218750000000007,170.50063576003225,170.50063576003225,null,363,2,30.831093749999987,183.69727340049491,33864.105785033658,null,null,null,null,null,null,null,null,null,null,null,null,null,null,null,null,null,null,null,null,null,null,null,null,null,null,null,null,null,null,null,null,null,null,null,null,null,null,null,null,null,null,null,null,null,null,null,null,null,null,null,null,null,null,null,null,null,null,441,1,2,3,2,0]
["Small Hydro",0.67,1,0.67,0.33,442,0,0,0,0,0,0,0,0,0,0,0,0,0,0,0,0,null,null,null,null,null,442,2,34.218750000000014,174.26803530820979,174.26803530820979,null,367,2,30.831093749999987,183.69727340049491,33894.936878783657,null,null,null,null,null,null,null,null,null,null,null,null,null,null,null,null,null,null,null,null,null,null,null,null,null,null,null,null,null,null,null,null,null,null,null,null,null,null,null,null,null,null,null,null,null,null,null,null,null,null,null,null,null,null,null,null,null,null,442,1,2,3,2,1]
["Small Hydro",0.67,1,1,0,445,0,0,0,0,0,0,0,0,0,0,0,0,0,0,0,0,null,null,null,null,null,445,2,34.218750000000007,170.50063576003225,170.50063576003225,null,1233,5,130.86210632160174,184.36865741411134,34231.577705534357,null,null,null,null,null,null,null,null,null,null,null,null,null,null,null,null,null,null,null,null,null,null,null,null,null,null,null,null,null,null,null,null,null,null,null,null,null,null,null,null,null,null,null,null,null,null,null,null,null,null,null,null,null,null,null,null,null,null,445,1,2,3,3,0]
["Small Hydro",0.67,1,1,0.33,446,0,0,0,0,0,0,0,0,0,0,0,0,0,0,0,0,null,null,null,null,null,446,2,34.218750000000014,174.26803530820979,174.26803530820979,null,1213,5,141.36492384239364,184.37481783935891,34372.942629376754,null,null,null,null,null,null,null,null,null,null,null,null,null,null,null,null,null,null,null,null,null,null,null,null,null,null,null,null,null,null,null,null,null,null,null,null,null,null,null,null,null,null,null,null,null,null,null,null,null,null,null,null,null,null,null,null,null,null,446,1,2,3,3,1]
["Small Hydro",1,0,0,0,449,0,0,0,0,0,0,0,0,0,0,0,0,0,0,0,0,null,null,null,null,null,449,2,23.953125,261.78928228110493,{"$f":"IF(AE735<0,0,AE735)","v":261.78928228110493},null,1171,5,130.85435800259927,184.64080833237554,34651.591160241842,null,null,null,null,null,null,null,null,null,null,null,null,null,null,null,null,null,null,null,null,null,null,null,null,null,null,null,null,null,null,null,null,null,null,null,null,null,null,null,null,null,null,null,null,null,null,null,null,null,null,null,null,null,null,null,null,null,null,449,1,3,0,0,0]
["Small Hydro",1,0,0,0.33,450,0,{"$f":"+OFFSET($J$78,$CT736,0)","v":0},{"$f":"+OFFSET($J$78,$CT736,1)","v":0},{"$f":"+OFFSET($J$78,$CT736,2)","v":0},0,{"$f":"+OFFSET($F$78,$CT736,0)","v":0},0,{"$f":"+OFFSET($C$51,$CT736,0)/$D$284","v":0},{"$f":"+OFFSET($D$51,$CT736,0)","v":0},{"$f":"+OFFSET($E$51,$CT736,0)","v":0},{"$f":"+OFFSET($F$51,$CT736,0)","v":0},{"$f":"+OFFSET($G$51,$CT736,0)","v":0},{"$f":"+OFFSET($H$51,$CT736,0)","v":0},0,{"$f":"+OFFSET($H$78,$CT736,0)","v":0},{"$f":"+OFFSET($I$78,$CT736,0)","v":0},null,null,null,null,null,{"$f":"+F736","v":450},{"$f":"+CT736+1","v":2},23.953125,267.16949997812031,267.16949997812031,null,886,4,80.114784309076995,184.8528437335155,{"$f":"AL735+AJ736","v":34731.705944550922},null,null,null,null,null,null,null,null,null,null,null,null,null,null,null,null,null,null,null,null,null,null,null,null,null,null,null,null,null,null,null,null,null,null,null,null,null,null,null,null,null,null,null,null,null,null,null,null,null,null,null,null,null,null,null,null,null,null,450,1,3,0,0,{"$f":"+MOD($CS736-1,CX$286)","v":1}]
["Small Hydro",1,0,0.33,0,453,0,0,0,0,0,0,0,0,0,0,0,0,0,0,0,0,null,null,null,null,null,453,2,23.953125,261.78928228110493,261.78928228110493,null,1151,5,141.36714220613365,185.02059723146454,35129.575889502135,null,null,null,null,null,null,null,null,null,null,null,null,null,null,null,null,null,null,null,null,null,null,null,null,null,null,null,null,null,null,null,null,null,null,null,null,null,null,null,null,null,null,null,null,null,null,null,null,null,null,null,null,null,null,null,null,null,null,453,1,3,0,1,0]
["Small Hydro",1,0,0.33,0.33,454,0,0,0,0,0,0,0,0,0,0,0,0,0,0,0,0,null,null,null,null,null,454,2,23.953125,267.16949997812031,267.16949997812031,null,770,4,61.264157705309188,185.0853815904004,35190.840047207443,null,null,null,null,null,null,null,null,null,null,null,null,null,null,null,null,null,null,null,null,null,null,null,null,null,null,null,null,null,null,null,null,null,null,null,null,null,null,null,null,null,null,null,null,null,null,null,null,null,null,null,null,null,null,null,null,null,null,454,1,3,0,1,1]
["Small Hydro",1,0,0.33,1,456,0,0,0,0,0,0,0,0,0,0,0,0,0,0,0,0,null,null,null,null,null,456,2,23.953124999999993,278.09299144945203,278.09299144945203,null,1174,5,130.85395539382986,185.36667942042547,35457.88554695261,null,null,null,null,null,null,null,null,null,null,null,null,null,null,null,null,null,null,null,null,null,null,null,null,null,null,null,null,null,null,null,null,null,null,null,null,null,null,null,null,null,null,null,null,null,null,null,null,null,null,null,null,null,null,null,null,null,null,456,1,3,0,1,3]
["Small Hydro",1,0,0.67,0,457,0,0,0,0,0,0,0,0,0,0,0,0,0,0,0,0,null,null,null,null,null,457,2,23.953125,261.78928228110493,261.78928228110493,null,739,3,64.479274224133462,185.54866544220513,35522.364821176743,null,null,null,null,null,null,null,null,null,null,null,null,null,null,null,null,null,null,null,null,null,null,null,null,null,null,null,null,null,null,null,null,null,null,null,null,null,null,null,null,null,null,null,null,null,null,null,null,null,null,null,null,null,null,null,null,null,null,457,1,3,0,2,0]
["Small Hydro",1,0,0.67,1,460,0,0,0,0,0,0,0,0,0,0,0,0,0,0,0,0,null,null,null,null,null,460,2,23.953124999999993,278.09299144945203,278.09299144945203,null,751,3,64.479274224133462,185.54866544220513,35715.802643849143,null,null,null,null,null,null,null,null,null,null,null,null,null,null,null,null,null,null,null,null,null,null,null,null,null,null,null,null,null,null,null,null,null,null,null,null,null,null,null,null,null,null,null,null,null,null,null,null,null,null,null,null,null,null,null,null,null,null,460,1,3,0,2,3]
["Small Hydro",1,0,1,0,461,0,0,0,0,0,0,0,0,0,0,0,0,0,0,0,0,null,null,null,null,null,461,2,23.953125,261.78928228110493,261.78928228110493,null,791,4,67.485076896452554,185.59696548647747,35783.287720745597,null,null,null,null,null,null,null,null,null,null,null,null,null,null,null,null,null,null,null,null,null,null,null,null,null,null,null,null,null,null,null,null,null,null,null,null,null,null,null,null,null,null,null,null,null,null,null,null,null,null,null,null,null,null,null,null,null,null,461,1,3,0,3,0]
["Small Hydro",1,0,1,1,464,0,0,0,0,0,0,0,0,0,0,0,0,0,0,0,0,null,null,null,null,null,464,2,23.953124999999993,278.09299144945203,278.09299144945203,null,811,4,73.900337077484664,186.57858552945683,36068.147430611352,null,null,null,null,null,null,null,null,null,null,null,null,null,null,null,null,null,null,null,null,null,null,null,null,null,null,null,null,null,null,null,null,null,null,null,null,null,null,null,null,null,null,null,null,null,null,null,null,null,null,null,null,null,null,null,null,null,null,464,1,3,0,3,3]
["Small Hydro",1,0.33,0,0,465,0,0,0,0,0,0,0,0,0,0,0,0,0,0,0,0,null,null,null,null,null,465,2,27.340781249999992,229.23896801012481,229.23896801012481,null,1253,5,136.19123566611032,186.63569201043137,36204.338666277465,null,null,null,null,null,null,null,null,null,null,null,null,null,null,null,null,null,null,null,null,null,null,null,null,null,null,null,null,null,null,null,null,null,null,null,null,null,null,null,null,null,null,null,null,null,null,null,null,null,null,null,null,null,null,null,null,null,null,465,1,3,1,0,0]
["Small Hydro",1,0.33,0,1,468,0,0,0,0,0,0,0,0,0,0,0,0,0,0,0,0,null,null,null,null,null,468,2,27.340781249999996,243.52658776275524,243.52658776275524,null,887,4,80.114836440585265,186.84730178335818,36489.201042366614,null,null,null,null,null,null,null,null,null,null,null,null,null,null,null,null,null,null,null,null,null,null,null,null,null,null,null,null,null,null,null,null,null,null,null,null,null,null,null,null,null,null,null,null,null,null,null,null,null,null,null,null,null,null,null,null,null,null,468,1,3,1,0,3]
["Small Hydro",1,0.33,0.33,0,469,0,0,0,0,0,0,0,0,0,0,0,0,0,0,0,0,null,null,null,null,null,469,2,27.340781249999992,229.23896801012481,229.23896801012481,null,1188,5,136.20090036224508,186.89573579228448,36625.401942728859,null,null,null,null,null,null,null,null,null,null,null,null,null,null,null,null,null,null,null,null,null,null,null,null,null,null,null,null,null,null,null,null,null,null,null,null,null,null,null,null,null,null,null,null,null,null,null,null,null,null,null,null,null,null,null,null,null,null,469,1,3,1,1,0]
["Small Hydro",1,0.33,0.33,0.67,471,0,0,0,0,0,0,0,0,0,0,0,0,0,0,0,0,null,null,null,null,null,471,2,27.340781249999996,238.8116705212218,238.8116705212218,null,1118,5,130.84151520284573,187.04911785333653,36897.611287405576,null,null,null,null,null,null,null,null,null,null,null,null,null,null,null,null,null,null,null,null,null,null,null,null,null,null,null,null,null,null,null,null,null,null,null,null,null,null,null,null,null,null,null,null,null,null,null,null,null,null,null,null,null,null,null,null,null,null,471,1,3,1,1,2]
["Small Hydro",1,0.33,0.33,1,472,0,0,0,0,0,0,0,0,0,0,0,0,0,0,0,0,null,null,null,null,null,472,2,27.340781249999996,243.52658776275524,243.52658776275524,null,274,2,27.340781249999988,187.0555114245295,36924.952068655577,null,null,null,null,null,null,null,null,null,null,null,null,null,null,null,null,null,null,null,null,null,null,null,null,null,null,null,null,null,null,null,null,null,null,null,null,null,null,null,null,null,null,null,null,null,null,null,null,null,null,null,null,null,null,null,null,null,null,472,1,3,1,1,3]
["Small Hydro",1,0.33,0.67,0.67,475,0,0,0,0,0,0,0,0,0,0,0,0,0,0,0,0,null,null,null,null,null,475,2,27.340781249999996,238.8116705212218,238.8116705212218,null,286,2,27.340781249999988,187.0555114245295,37006.97441240558,null,null,null,null,null,null,null,null,null,null,null,null,null,null,null,null,null,null,null,null,null,null,null,null,null,null,null,null,null,null,null,null,null,null,null,null,null,null,null,null,null,null,null,null,null,null,null,null,null,null,null,null,null,null,null,null,null,null,475,1,3,1,2,2]
["Small Hydro",1,0.33,0.67,1,476,0,0,0,0,0,0,0,0,0,0,0,0,0,0,0,0,null,null,null,null,null,476,2,27.340781249999996,243.52658776275524,243.52658776275524,null,498,2,34.218749999999993,187.13515780173435,37041.19316240558,null,null,null,null,null,null,null,null,null,null,null,null,null,null,null,null,null,null,null,null,null,null,null,null,null,null,null,null,null,null,null,null,null,null,null,null,null,null,null,null,null,null,null,null,null,null,null,null,null,null,null,null,null,null,null,null,null,null,476,1,3,1,2,3]
["Small Hydro",1,0.33,1,0.67,479,0,0,0,0,0,0,0,0,0,0,0,0,0,0,0,0,null,null,null,null,null,479,2,27.340781249999996,238.8116705212218,238.8116705212218,null,510,2,34.218749999999993,187.13515780173435,37143.84941240558,null,null,null,null,null,null,null,null,null,null,null,null,null,null,null,null,null,null,null,null,null,null,null,null,null,null,null,null,null,null,null,null,null,null,null,null,null,null,null,null,null,null,null,null,null,null,null,null,null,null,null,null,null,null,null,null,null,null,479,1,3,1,3,2]
["Small Hydro",1,0.33,1,1,480,0,0,0,0,0,0,0,0,0,0,0,0,0,0,0,0,null,null,null,null,null,480,2,27.340781249999996,243.52658776275524,243.52658776275524,null,771,4,61.264206263381972,187.69351133644491,37205.113618668962,null,null,null,null,null,null,null,null,null,null,null,null,null,null,null,null,null,null,null,null,null,null,null,null,null,null,null,null,null,null,null,null,null,null,null,null,null,null,null,null,null,null,null,null,null,null,null,null,null,null,null,null,null,null,null,null,null,null,480,1,3,1,3,3]
["Small Hydro",1,0.67,0,0.67,483,0,0,0,0,0,0,0,0,0,0,0,0,0,0,0,0,null,null,null,null,null,483,2,30.831093750000012,211.25103335217739,211.25103335217739,null,364,2,30.831093750000001,187.87343859615424,37297.606899918959,null,null,null,null,null,null,null,null,null,null,null,null,null,null,null,null,null,null,null,null,null,null,null,null,null,null,null,null,null,null,null,null,null,null,null,null,null,null,null,null,null,null,null,null,null,null,null,null,null,null,null,null,null,null,null,null,null,null,483,1,3,2,0,2]
["Small Hydro",1,0.67,0,1,484,0,0,0,0,0,0,0,0,0,0,0,0,0,0,0,0,null,null,null,null,null,484,2,30.831093750000015,215.43463156090195,215.43463156090195,null,368,2,30.831093750000001,187.87343859615424,37328.437993668958,null,null,null,null,null,null,null,null,null,null,null,null,null,null,null,null,null,null,null,null,null,null,null,null,null,null,null,null,null,null,null,null,null,null,null,null,null,null,null,null,null,null,null,null,null,null,null,null,null,null,null,null,null,null,null,null,null,null,484,1,3,2,0,3]
["Small Hydro",1,0.67,0.33,0.33,486,0,0,0,0,0,0,0,0,0,0,0,0,0,0,0,0,null,null,null,null,null,486,2,30.831093750000015,206.94064424793524,206.94064424793524,null,1191,5,136.20030401347248,188.22641544398667,37532.123426678074,null,null,null,null,null,null,null,null,null,null,null,null,null,null,null,null,null,null,null,null,null,null,null,null,null,null,null,null,null,null,null,null,null,null,null,null,null,null,null,null,null,null,null,null,null,null,null,null,null,null,null,null,null,null,null,null,null,null,486,1,3,2,1,1]
["Small Hydro",1,0.67,0.33,0.67,487,0,0,0,0,0,0,0,0,0,0,0,0,0,0,0,0,null,null,null,null,null,487,2,30.831093750000012,211.25103335217739,211.25103335217739,null,831,4,80.117713437502388,188.23493611424553,37612.241140115577,null,null,null,null,null,null,null,null,null,null,null,null,null,null,null,null,null,null,null,null,null,null,null,null,null,null,null,null,null,null,null,null,null,null,null,null,null,null,null,null,null,null,null,null,null,null,null,null,null,null,null,null,null,null,null,null,null,null,487,1,3,2,1,2]
["Small Hydro",1,0.67,0.67,0.33,490,0,0,0,0,0,0,0,0,0,0,0,0,0,0,0,0,null,null,null,null,null,490,2,30.831093750000015,206.94064424793524,206.94064424793524,null,595,3,48.080274440127134,188.48543258532686,37932.535220874925,null,null,null,null,null,null,null,null,null,null,null,null,null,null,null,null,null,null,null,null,null,null,null,null,null,null,null,null,null,null,null,null,null,null,null,null,null,null,null,null,null,null,null,null,null,null,null,null,null,null,null,null,null,null,null,null,null,null,490,1,3,2,2,1]
["Small Hydro",1,0.67,0.67,0.67,491,0,0,0,0,0,0,0,0,0,0,0,0,0,0,0,0,null,null,null,null,null,491,2,30.831093750000012,211.25103335217739,211.25103335217739,null,599,3,48.080274440127134,188.48543258532686,37980.615495315054,null,null,null,null,null,null,null,null,null,null,null,null,null,null,null,null,null,null,null,null,null,null,null,null,null,null,null,null,null,null,null,null,null,null,null,null,null,null,null,null,null,null,null,null,null,null,null,null,null,null,null,null,null,null,null,null,null,null,491,1,3,2,2,2]
["Small Hydro",1,0.67,1,0.33,494,0,0,0,0,0,0,0,0,0,0,0,0,0,0,0,0,null,null,null,null,null,494,2,30.831093750000015,206.94064424793524,206.94064424793524,null,812,4,73.900425467585038,188.68092276186366,38150.676469662896,null,null,null,null,null,null,null,null,null,null,null,null,null,null,null,null,null,null,null,null,null,null,null,null,null,null,null,null,null,null,null,null,null,null,null,null,null,null,null,null,null,null,null,null,null,null,null,null,null,null,null,null,null,null,null,null,null,null,494,1,3,2,3,1]
["Small Hydro",1,0.67,1,0.67,495,0,0,0,0,0,0,0,0,0,0,0,0,0,0,0,0,null,null,null,null,null,495,2,30.831093750000012,211.25103335217739,211.25103335217739,null,868,4,73.894021453804356,188.76142283237198,38224.570491116698,null,null,null,null,null,null,null,null,null,null,null,null,null,null,null,null,null,null,null,null,null,null,null,null,null,null,null,null,null,null,null,null,null,null,null,null,null,null,null,null,null,null,null,null,null,null,null,null,null,null,null,null,null,null,null,null,null,null,495,1,3,2,3,2]
["Small Hydro",1,1,0,0.33,498,0,0,0,0,0,0,0,0,0,0,0,0,0,0,0,0,null,null,null,null,null,498,2,34.218749999999993,187.13515780173435,187.13515780173435,null,1208,5,141.36569098608891,189.20743993568371,38582.234152454097,null,null,null,null,null,null,null,null,null,null,null,null,null,null,null,null,null,null,null,null,null,null,null,null,null,null,null,null,null,null,null,null,null,null,null,null,null,null,null,null,null,null,null,null,null,null,null,null,null,null,null,null,null,null,null,null,null,null,498,1,3,3,0,1]
["Small Hydro",1,1,0,0.67,499,0,0,0,0,0,0,0,0,0,0,0,0,0,0,0,0,null,null,null,null,null,499,2,34.218749999999993,191.01403467552836,191.01403467552836,null,417,2,30.831093750000004,189.45673364753523,38613.065246204096,null,null,null,null,null,null,null,null,null,null,null,null,null,null,null,null,null,null,null,null,null,null,null,null,null,null,null,null,null,null,null,null,null,null,null,null,null,null,null,null,null,null,null,null,null,null,null,null,null,null,null,null,null,null,null,null,null,null,499,1,3,3,0,2]
["Small Hydro",1,1,0.33,0,501,0,0,0,0,0,0,0,0,0,0,0,0,0,0,0,0,null,null,null,null,null,501,2,34.218749999999993,183.3703898513169,183.3703898513169,null,425,2,30.831093750000004,189.45673364753523,38674.727433704094,null,null,null,null,null,null,null,null,null,null,null,null,null,null,null,null,null,null,null,null,null,null,null,null,null,null,null,null,null,null,null,null,null,null,null,null,null,null,null,null,null,null,null,null,null,null,null,null,null,null,null,null,null,null,null,null,null,null,501,1,3,3,1,0]
["Small Hydro",1,1,0.33,0.33,502,0,0,0,0,0,0,0,0,0,0,0,0,0,0,0,0,null,null,null,null,null,502,2,34.218749999999993,187.13515780173435,187.13515780173435,null,429,2,30.831093750000004,189.45673364753523,38705.558527454094,null,null,null,null,null,null,null,null,null,null,null,null,null,null,null,null,null,null,null,null,null,null,null,null,null,null,null,null,null,null,null,null,null,null,null,null,null,null,null,null,null,null,null,null,null,null,null,null,null,null,null,null,null,null,null,null,null,null,502,1,3,3,1,1]
["Small Hydro",1,1,0.67,0,505,0,0,0,0,0,0,0,0,0,0,0,0,0,0,0,0,null,null,null,null,null,505,2,34.218749999999993,183.3703898513169,183.3703898513169,null,744,3,64.481465134491586,190.10990486392939,38970.72115579118,null,null,null,null,null,null,null,null,null,null,null,null,null,null,null,null,null,null,null,null,null,null,null,null,null,null,null,null,null,null,null,null,null,null,null,null,null,null,null,null,null,null,null,null,null,null,null,null,null,null,null,null,null,null,null,null,null,null,505,1,3,3,2,0]
["Small Hydro",1,1,0.67,0.33,506,0,0,0,0,0,0,0,0,0,0,0,0,0,0,0,0,null,null,null,null,null,506,2,34.218749999999993,187.13515780173435,187.13515780173435,null,748,3,64.481465134491586,190.10990486392939,39035.202620925673,null,null,null,null,null,null,null,null,null,null,null,null,null,null,null,null,null,null,null,null,null,null,null,null,null,null,null,null,null,null,null,null,null,null,null,null,null,null,null,null,null,null,null,null,null,null,null,null,null,null,null,null,null,null,null,null,null,null,506,1,3,3,2,1]
["Small Hydro",1,1,1,0,509,0,0,0,0,0,0,0,0,0,0,0,0,0,0,0,0,null,null,null,null,null,509,2,34.218749999999993,183.3703898513169,183.3703898513169,null,772,4,61.264253414565388,190.22493164545716,39241.066134999048,null,null,null,null,null,null,null,null,null,null,null,null,null,null,null,null,null,null,null,null,null,null,null,null,null,null,null,null,null,null,null,null,null,null,null,null,null,null,null,null,null,null,null,null,null,null,null,null,null,null,null,null,null,null,null,null,null,null,509,1,3,3,3,0]
["Small Hydro",1,1,1,0.33,510,0,0,0,0,0,0,0,0,0,0,0,0,0,0,0,0,null,null,null,null,null,510,2,34.218749999999993,187.13515780173435,187.13515780173435,null,1135,5,136.18284736494769,190.30125447310249,39377.248982363999,null,null,null,null,null,null,null,null,null,null,null,null,null,null,null,null,null,null,null,null,null,null,null,null,null,null,null,null,null,null,null,null,null,null,null,null,null,null,null,null,null,null,null,null,null,null,null,null,null,null,null,null,null,null,null,null,null,null,510,1,3,3,3,1]
["Wind",0,0,0,0,513,0,0,0,0,0,0,0,0,0,0,0,0,0,0,0,0,null,null,null,null,null,513,3,32.158183135931516,218.76663266318309,{"$f":"IF(AE799<0,0,AE799)","v":218.76663266318309},null,1155,5,125.66085854701265,190.84108498934532,39769.946367058525,null,null,null,null,null,null,null,null,null,null,null,null,null,null,null,null,null,null,null,null,null,null,null,null,null,null,null,null,null,null,null,null,null,null,null,null,null,null,null,null,null,null,null,null,null,null,null,null,null,null,null,null,null,null,null,null,null,null,513,2,0,0,0,0]
["Wind",0,0,0,0.33,514,0,{"$f":"+OFFSET($J$78,$CT800,0)","v":0},{"$f":"+OFFSET($J$78,$CT800,1)","v":0},{"$f":"+OFFSET($J$78,$CT800,2)","v":0},0,{"$f":"+OFFSET($F$78,$CT800,0)","v":0},0,{"$f":"+OFFSET($C$51,$CT800,0)/$D$284","v":0},{"$f":"+OFFSET($D$51,$CT800,0)","v":0},{"$f":"+OFFSET($E$51,$CT800,0)","v":0},{"$f":"+OFFSET($F$51,$CT800,0)","v":0},{"$f":"+OFFSET($G$51,$CT800,0)","v":0},{"$f":"+OFFSET($H$51,$CT800,0)","v":0},0,{"$f":"+OFFSET($H$78,$CT800,0)","v":0},{"$f":"+OFFSET($I$78,$CT800,0)","v":0},null,null,null,null,null,{"$f":"+F800","v":514},{"$f":"+CT800+1","v":3},32.159993461610867,227.9117270117585,227.9117270117585,null,1197,5,136.19911783607546,190.9296797417224,{"$f":"AL799+AJ800","v":39906.145484894601},null,null,null,null,null,null,null,null,null,null,null,null,null,null,null,null,null,null,null,null,null,null,null,null,null,null,null,null,null,null,null,null,null,null,null,null,null,null,null,null,null,null,null,null,null,null,null,null,null,null,null,null,null,null,null,null,null,null,514,2,0,0,0,{"$f":"+MOD($CS800-1,CX$286)","v":1}]
["Wind",0,0,0.33,0,517,0,0,0,0,0,0,0,0,0,0,0,0,0,0,0,0,null,null,null,null,null,517,3,32.158183135931516,218.76663266318309,218.76663266318309,null,507,2,34.218749999999993,191.01403467552836,40008.801734894601,null,null,null,null,null,null,null,null,null,null,null,null,null,null,null,null,null,null,null,null,null,null,null,null,null,null,null,null,null,null,null,null,null,null,null,null,null,null,null,null,null,null,null,null,null,null,null,null,null,null,null,null,null,null,null,null,null,null,517,2,0,0,1,0]
["Wind",0,0,0.33,0.33,518,0,0,0,0,0,0,0,0,0,0,0,0,0,0,0,0,null,null,null,null,null,518,3,32.159993461610867,227.9117270117585,227.9117270117585,null,511,2,34.218749999999993,191.01403467552836,40043.020484894601,null,null,null,null,null,null,null,null,null,null,null,null,null,null,null,null,null,null,null,null,null,null,null,null,null,null,null,null,null,null,null,null,null,null,null,null,null,null,null,null,null,null,null,null,null,null,null,null,null,null,null,null,null,null,null,null,null,null,518,2,0,0,1,1]
["Wind",0,0,0.33,1,520,0,0,0,0,0,0,0,0,0,0,0,0,0,0,0,0,null,null,null,null,null,520,3,32.163703540763827,246.47924747131978,246.47924747131978,null,1158,5,125.66061490399835,191.20046223869011,40310.046616608211,null,null,null,null,null,null,null,null,null,null,null,null,null,null,null,null,null,null,null,null,null,null,null,null,null,null,null,null,null,null,null,null,null,null,null,null,null,null,null,null,null,null,null,null,null,null,null,null,null,null,null,null,null,null,null,null,null,null,520,2,0,0,1,3]
["Wind",0,0,0.67,0,521,0,0,0,0,0,0,0,0,0,0,0,0,0,0,0,0,null,null,null,null,null,521,3,32.158183135931516,218.76663266318309,218.76663266318309,null,275,2,27.340781249999992,191.90364940283416,40337.387397858212,null,null,null,null,null,null,null,null,null,null,null,null,null,null,null,null,null,null,null,null,null,null,null,null,null,null,null,null,null,null,null,null,null,null,null,null,null,null,null,null,null,null,null,null,null,null,null,null,null,null,null,null,null,null,null,null,null,null,521,2,0,0,2,0]
["Wind",0,0,0.67,1,524,0,0,0,0,0,0,0,0,0,0,0,0,0,0,0,0,null,null,null,null,null,524,3,32.163703540763827,246.47924747131978,246.47924747131978,null,287,2,27.340781249999992,191.90364940283416,40419.409741608215,null,null,null,null,null,null,null,null,null,null,null,null,null,null,null,null,null,null,null,null,null,null,null,null,null,null,null,null,null,null,null,null,null,null,null,null,null,null,null,null,null,null,null,null,null,null,null,null,null,null,null,null,null,null,null,null,null,null,524,2,0,0,2,3]
["Wind",0,0,1,0,525,0,0,0,0,0,0,0,0,0,0,0,0,0,0,0,0,null,null,null,null,null,525,3,32.158183135931516,218.76663266318309,218.76663266318309,null,1161,5,125.66038265916617,192.13994117718102,40545.070124267382,null,null,null,null,null,null,null,null,null,null,null,null,null,null,null,null,null,null,null,null,null,null,null,null,null,null,null,null,null,null,null,null,null,null,null,null,null,null,null,null,null,null,null,null,null,null,null,null,null,null,null,null,null,null,null,null,null,null,525,2,0,0,3,0]
["Wind",0,0,1,1,528,0,0,0,0,0,0,0,0,0,0,0,0,0,0,0,0,null,null,null,null,null,528,3,32.163703540763827,246.47924747131978,246.47924747131978,null,1214,5,141.36531819988977,192.6026009171344,40937.764472693168,null,null,null,null,null,null,null,null,null,null,null,null,null,null,null,null,null,null,null,null,null,null,null,null,null,null,null,null,null,null,null,null,null,null,null,null,null,null,null,null,null,null,null,null,null,null,null,null,null,null,null,null,null,null,null,null,null,null,528,2,0,0,3,3]
["Wind",0,0.33,0,0,529,0,0,0,0,0,0,0,0,0,0,0,0,0,0,0,0,null,null,null,null,null,529,3,48.076531541470615,146.3340009413036,146.3340009413036,null,1102,5,125.65808167414394,192.90861817641493,41063.422554367309,null,null,null,null,null,null,null,null,null,null,null,null,null,null,null,null,null,null,null,null,null,null,null,null,null,null,null,null,null,null,null,null,null,null,null,null,null,null,null,null,null,null,null,null,null,null,null,null,null,null,null,null,null,null,null,null,null,null,529,2,0,1,0,0]
["Wind",0,0.33,0,1,532,0,0,0,0,0,0,0,0,0,0,0,0,0,0,0,0,null,null,null,null,null,532,3,48.084787525051361,164.87096594908982,164.87096594908982,null,1234,5,130.86254538350178,193.26717793854061,41403.137571528488,null,null,null,null,null,null,null,null,null,null,null,null,null,null,null,null,null,null,null,null,null,null,null,null,null,null,null,null,null,null,null,null,null,null,null,null,null,null,null,null,null,null,null,null,null,null,null,null,null,null,null,null,null,null,null,null,null,null,532,2,0,1,0,3]
["Wind",0,0.33,0.33,0,533,0,0,0,0,0,0,0,0,0,0,0,0,0,0,0,0,null,null,null,null,null,533,3,48.076531541470615,146.3340009413036,146.3340009413036,null,1172,5,130.85473853984524,193.53088330907346,41533.992310068337,null,null,null,null,null,null,null,null,null,null,null,null,null,null,null,null,null,null,null,null,null,null,null,null,null,null,null,null,null,null,null,null,null,null,null,null,null,null,null,null,null,null,null,null,null,null,null,null,null,null,null,null,null,null,null,null,null,null,533,2,0,1,1,0]
["Wind",0,0.33,0.33,0.67,535,0,0,0,0,0,0,0,0,0,0,0,0,0,0,0,0,null,null,null,null,null,535,3,48.08204709951211,158.75376473804991,158.75376473804991,null,422,2,30.831093750000001,193.63713919129006,41595.654497568336,null,null,null,null,null,null,null,null,null,null,null,null,null,null,null,null,null,null,null,null,null,null,null,null,null,null,null,null,null,null,null,null,null,null,null,null,null,null,null,null,null,null,null,null,null,null,null,null,null,null,null,null,null,null,null,null,null,null,535,2,0,1,1,2]
["Wind",0,0.33,0.33,1,536,0,0,0,0,0,0,0,0,0,0,0,0,0,0,0,0,null,null,null,null,null,536,3,48.084787525051361,164.87096594908982,164.87096594908982,null,426,2,30.831093750000001,193.63713919129006,41626.485591318335,null,null,null,null,null,null,null,null,null,null,null,null,null,null,null,null,null,null,null,null,null,null,null,null,null,null,null,null,null,null,null,null,null,null,null,null,null,null,null,null,null,null,null,null,null,null,null,null,null,null,null,null,null,null,null,null,null,null,536,2,0,1,1,3]
["Wind",0,0.33,0.67,0.67,539,0,0,0,0,0,0,0,0,0,0,0,0,0,0,0,0,null,null,null,null,null,539,3,48.08204709951211,158.75376473804991,158.75376473804991,null,813,4,73.900293406873658,194.18959487815602,41867.408862945129,null,null,null,null,null,null,null,null,null,null,null,null,null,null,null,null,null,null,null,null,null,null,null,null,null,null,null,null,null,null,null,null,null,null,null,null,null,null,null,null,null,null,null,null,null,null,null,null,null,null,null,null,null,null,null,null,null,null,539,2,0,1,2,2]
["Wind",0,0.33,0.67,1,540,0,0,0,0,0,0,0,0,0,0,0,0,0,0,0,0,null,null,null,null,null,540,3,48.084787525051361,164.87096594908982,164.87096594908982,null,1040,5,125.6612198104033,194.21709146011779,41993.070082755534,null,null,null,null,null,null,null,null,null,null,null,null,null,null,null,null,null,null,null,null,null,null,null,null,null,null,null,null,null,null,null,null,null,null,null,null,null,null,null,null,null,null,null,null,null,null,null,null,null,null,null,null,null,null,null,null,null,null,540,2,0,1,2,3]
["Wind",0,0.33,1,0.67,543,0,0,0,0,0,0,0,0,0,0,0,0,0,0,0,0,null,null,null,null,null,543,3,48.08204709951211,158.75376473804991,158.75376473804991,null,773,4,61.264108615935768,194.41706701713849,42259.090151698525,null,null,null,null,null,null,null,null,null,null,null,null,null,null,null,null,null,null,null,null,null,null,null,null,null,null,null,null,null,null,null,null,null,null,null,null,null,null,null,null,null,null,null,null,null,null,null,null,null,null,null,null,null,null,null,null,null,null,543,2,0,1,3,2]
["Wind",0,0.33,1,1,544,0,0,0,0,0,0,0,0,0,0,0,0,0,0,0,0,null,null,null,null,null,544,3,48.084787525051361,164.87096594908982,164.87096594908982,null,1175,5,130.85434679210329,194.52614537339591,42389.944498490629,null,null,null,null,null,null,null,null,null,null,null,null,null,null,null,null,null,null,null,null,null,null,null,null,null,null,null,null,null,null,null,null,null,null,null,null,null,null,null,null,null,null,null,null,null,null,null,null,null,null,null,null,null,null,null,null,null,null,544,2,0,1,3,3]
["Wind",0,0.67,0,0.67,547,0,0,0,0,0,0,0,0,0,0,0,0,0,0,0,0,null,null,null,null,null,547,3,64.484145514796566,118.36261839398388,118.36261839398388,null,604,3,48.082514962947442,194.60269022970417,42534.192043379466,null,null,null,null,null,null,null,null,null,null,null,null,null,null,null,null,null,null,null,null,null,null,null,null,null,null,null,null,null,null,null,null,null,null,null,null,null,null,null,null,null,null,null,null,null,null,null,null,null,null,null,null,null,null,null,null,null,null,547,2,0,2,0,2]
["Wind",0,0.67,0,1,548,0,0,0,0,0,0,0,0,0,0,0,0,0,0,0,0,null,null,null,null,null,548,3,64.48782311007021,122.92389474303431,122.92389474303431,null,608,3,48.082514962947442,194.60269022970417,42582.274558342411,null,null,null,null,null,null,null,null,null,null,null,null,null,null,null,null,null,null,null,null,null,null,null,null,null,null,null,null,null,null,null,null,null,null,null,null,null,null,null,null,null,null,null,null,null,null,null,null,null,null,null,null,null,null,null,null,null,null,548,2,0,2,0,3]
["Wind",0,0.67,0.33,0.33,550,0,0,0,0,0,0,0,0,0,0,0,0,0,0,0,0,null,null,null,null,null,550,3,64.480378650729406,113.6631251457358,113.6631251457358,null,500,2,34.218750000000007,194.77884979316218,42696.607635224471,null,null,null,null,null,null,null,null,null,null,null,null,null,null,null,null,null,null,null,null,null,null,null,null,null,null,null,null,null,null,null,null,null,null,null,null,null,null,null,null,null,null,null,null,null,null,null,null,null,null,null,null,null,null,null,null,null,null,550,2,0,2,1,1]
["Wind",0,0.67,0.33,0.67,551,0,0,0,0,0,0,0,0,0,0,0,0,0,0,0,0,null,null,null,null,null,551,3,64.484145514796566,118.36261839398388,118.36261839398388,null,504,2,34.218750000000007,194.77884979316218,42730.826385224471,null,null,null,null,null,null,null,null,null,null,null,null,null,null,null,null,null,null,null,null,null,null,null,null,null,null,null,null,null,null,null,null,null,null,null,null,null,null,null,null,null,null,null,null,null,null,null,null,null,null,null,null,null,null,null,null,null,null,551,2,0,2,1,2]
["Wind",0,0.67,0.67,0.33,554,0,0,0,0,0,0,0,0,0,0,0,0,0,0,0,0,null,null,null,null,null,554,3,64.480378650729406,113.6631251457358,113.6631251457358,null,889,4,80.11472904205236,195.13941890788448,42879.378614266527,null,null,null,null,null,null,null,null,null,null,null,null,null,null,null,null,null,null,null,null,null,null,null,null,null,null,null,null,null,null,null,null,null,null,null,null,null,null,null,null,null,null,null,null,null,null,null,null,null,null,null,null,null,null,null,null,null,null,554,2,0,2,2,1]
["Wind",0,0.67,0.67,0.67,555,0,0,0,0,0,0,0,0,0,0,0,0,0,0,0,0,null,null,null,null,null,555,3,64.484145514796566,118.36261839398388,118.36261839398388,null,1268,5,141.36815229713761,195.16704757427391,43020.746766563665,null,null,null,null,null,null,null,null,null,null,null,null,null,null,null,null,null,null,null,null,null,null,null,null,null,null,null,null,null,null,null,null,null,null,null,null,null,null,null,null,null,null,null,null,null,null,null,null,null,null,null,null,null,null,null,null,null,null,555,2,0,2,2,2]
["Wind",0,0.67,1,0.33,558,0,0,0,0,0,0,0,0,0,0,0,0,0,0,0,0,null,null,null,null,null,558,3,64.480378650729406,113.6631251457358,113.6631251457358,null,794,4,67.485018988708006,195.4515764501449,43355.265470275255,null,null,null,null,null,null,null,null,null,null,null,null,null,null,null,null,null,null,null,null,null,null,null,null,null,null,null,null,null,null,null,null,null,null,null,null,null,null,null,null,null,null,null,null,null,null,null,null,null,null,null,null,null,null,null,null,null,null,558,2,0,2,3,1]
["Wind",0,0.67,1,0.67,559,0,0,0,0,0,0,0,0,0,0,0,0,0,0,0,0,null,null,null,null,null,559,3,64.484145514796566,118.36261839398388,118.36261839398388,null,1178,5,130.85394406748392,195.55158884122778,43486.119414342742,null,null,null,null,null,null,null,null,null,null,null,null,null,null,null,null,null,null,null,null,null,null,null,null,null,null,null,null,null,null,null,null,null,null,null,null,null,null,null,null,null,null,null,null,null,null,null,null,null,null,null,null,null,null,null,null,null,null,559,2,0,2,3,2]
["Wind",0,1,0,0.33,562,0,0,0,0,0,0,0,0,0,0,0,0,0,0,0,0,null,null,null,null,null,562,3,80.424018113526657,91.489690693168555,91.489690693168555,null,814,4,73.900381698246008,196.29192626637743,43758.346262072067,null,null,null,null,null,null,null,null,null,null,null,null,null,null,null,null,null,null,null,null,null,null,null,null,null,null,null,null,null,null,null,null,null,null,null,null,null,null,null,null,null,null,null,null,null,null,null,null,null,null,null,null,null,null,null,null,null,null,562,2,0,3,0,1]
["Wind",0,1,0,0.67,563,0,0,0,0,0,0,0,0,0,0,0,0,0,0,0,0,null,null,null,null,null,563,3,80.428919955351077,95.260656114461412,95.260656114461412,null,870,4,73.893924808731185,196.36347132977411,43832.240186880801,null,null,null,null,null,null,null,null,null,null,null,null,null,null,null,null,null,null,null,null,null,null,null,null,null,null,null,null,null,null,null,null,null,null,null,null,null,null,null,null,null,null,null,null,null,null,null,null,null,null,null,null,null,null,null,null,null,null,563,2,0,3,0,2]
["Wind",0,1,0.33,0,565,0,0,0,0,0,0,0,0,0,0,0,0,0,0,0,0,null,null,null,null,null,565,3,80.419285632431411,87.829609407295649,87.829609407295649,null,276,2,27.340781250000006,196.60933705687336,43990.43452217945,null,null,null,null,null,null,null,null,null,null,null,null,null,null,null,null,null,null,null,null,null,null,null,null,null,null,null,null,null,null,null,null,null,null,null,null,null,null,null,null,null,null,null,null,null,null,null,null,null,null,null,null,null,null,null,null,null,null,565,2,0,3,1,0]
["Wind",0,1,0.33,0.33,566,0,0,0,0,0,0,0,0,0,0,0,0,0,0,0,0,null,null,null,null,null,566,3,80.424018113526657,91.489690693168555,91.489690693168555,null,280,2,27.340781250000006,196.60933705687336,44017.775303429451,null,null,null,null,null,null,null,null,null,null,null,null,null,null,null,null,null,null,null,null,null,null,null,null,null,null,null,null,null,null,null,null,null,null,null,null,null,null,null,null,null,null,null,null,null,null,null,null,null,null,null,null,null,null,null,null,null,null,566,2,0,3,1,1]
["Wind",0,1,0.67,0,569,0,0,0,0,0,0,0,0,0,0,0,0,0,0,0,0,null,null,null,null,null,569,3,80.419285632431411,87.829609407295649,87.829609407295649,null,946,4,80.114369844526607,196.60969863585399,44152.571235773976,null,null,null,null,null,null,null,null,null,null,null,null,null,null,null,null,null,null,null,null,null,null,null,null,null,null,null,null,null,null,null,null,null,null,null,null,null,null,null,null,null,null,null,null,null,null,null,null,null,null,null,null,null,null,null,null,null,null,569,2,0,3,2,0]
["Wind",0,1,0.67,0.33,570,0,0,0,0,0,0,0,0,0,0,0,0,0,0,0,0,null,null,null,null,null,570,3,80.424018113526657,91.489690693168555,91.489690693168555,null,1192,5,136.20073513053543,196.77014851398505,44288.771970904512,null,null,null,null,null,null,null,null,null,null,null,null,null,null,null,null,null,null,null,null,null,null,null,null,null,null,null,null,null,null,null,null,null,null,null,null,null,null,null,null,null,null,null,null,null,null,null,null,null,null,null,null,null,null,null,null,null,null,570,2,0,3,2,1]
["Wind",0,1,1,0,573,0,0,0,0,0,0,0,0,0,0,0,0,0,0,0,0,null,null,null,null,null,573,3,80.419285632431411,87.829609407295649,87.829609407295649,null,774,4,61.264155746370264,196.94849055567553,44627.59531881578,null,null,null,null,null,null,null,null,null,null,null,null,null,null,null,null,null,null,null,null,null,null,null,null,null,null,null,null,null,null,null,null,null,null,null,null,null,null,null,null,null,null,null,null,null,null,null,null,null,null,null,null,null,null,null,null,null,null,573,2,0,3,3,0]
["Wind",0,1,1,0.33,574,0,0,0,0,0,0,0,0,0,0,0,0,0,0,0,0,null,null,null,null,null,574,3,80.424018113526657,91.489690693168555,91.489690693168555,null,890,4,80.11477963242173,197.0752176525944,44707.710098448202,null,null,null,null,null,null,null,null,null,null,null,null,null,null,null,null,null,null,null,null,null,null,null,null,null,null,null,null,null,null,null,null,null,null,null,null,null,null,null,null,null,null,null,null,null,null,null,null,null,null,null,null,null,null,null,null,null,null,574,2,0,3,3,1]
["Wind",0.33,0,0,0,577,0,0,0,0,0,0,0,0,0,0,0,0,0,0,0,0,null,null,null,null,null,577,3,32.159511413181555,263.40496865820052,{"$f":"IF(AE863<0,0,AE863)","v":263.40496865820052},null,345,2,27.340781249999981,197.42316009136937,44789.732442198205,null,null,null,null,null,null,null,null,null,null,null,null,null,null,null,null,null,null,null,null,null,null,null,null,null,null,null,null,null,null,null,null,null,null,null,null,null,null,null,null,null,null,null,null,null,null,null,null,null,null,null,null,null,null,null,null,null,null,577,2,1,0,0,0]
["Wind",0.33,0,0,0.33,578,0,{"$f":"+OFFSET($J$78,$CT864,0)","v":0},{"$f":"+OFFSET($J$78,$CT864,1)","v":0},{"$f":"+OFFSET($J$78,$CT864,2)","v":0},0,{"$f":"+OFFSET($F$78,$CT864,0)","v":0},0,{"$f":"+OFFSET($C$51,$CT864,0)/$D$284","v":0},{"$f":"+OFFSET($D$51,$CT864,0)","v":0},{"$f":"+OFFSET($E$51,$CT864,0)","v":0},{"$f":"+OFFSET($F$51,$CT864,0)","v":0},{"$f":"+OFFSET($G$51,$CT864,0)","v":0},{"$f":"+OFFSET($H$51,$CT864,0)","v":0},0,{"$f":"+OFFSET($H$78,$CT864,0)","v":0},{"$f":"+OFFSET($I$78,$CT864,0)","v":0},null,null,null,null,null,{"$f":"+F864","v":578},{"$f":"+CT864+1","v":3},32.161219952048839,272.57297591008398,272.57297591008398,null,349,2,27.340781249999981,197.42316009136937,{"$f":"AL863+AJ864","v":44817.073223448206},null,null,null,null,null,null,null,null,null,null,null,null,null,null,null,null,null,null,null,null,null,null,null,null,null,null,null,null,null,null,null,null,null,null,null,null,null,null,null,null,null,null,null,null,null,null,null,null,null,null,null,null,null,null,null,null,null,null,578,2,1,0,0,{"$f":"+MOD($CS864-1,CX$286)","v":1}]
["Wind",0.33,0,0,1,580,0,0,0,0,0,0,0,0,0,0,0,0,0,0,0,0,null,null,null,null,null,580,3,32.164902933133376,291.20629983754901,291.20629983754901,null,419,2,30.831093750000012,197.94422865278179,44915.389389847362,null,null,null,null,null,null,null,null,null,null,null,null,null,null,null,null,null,null,null,null,null,null,null,null,null,null,null,null,null,null,null,null,null,null,null,null,null,null,null,null,null,null,null,null,null,null,null,null,null,null,null,null,null,null,null,null,null,null,580,2,1,0,0,3]
["Wind",0.33,0,0.33,0,581,0,0,0,0,0,0,0,0,0,0,0,0,0,0,0,0,null,null,null,null,null,581,3,32.159511413181555,263.40496865820052,263.40496865820052,null,423,2,30.831093750000012,197.94422865278179,44946.220483597361,null,null,null,null,null,null,null,null,null,null,null,null,null,null,null,null,null,null,null,null,null,null,null,null,null,null,null,null,null,null,null,null,null,null,null,null,null,null,null,null,null,null,null,null,null,null,null,null,null,null,null,null,null,null,null,null,null,null,581,2,1,0,1,0]
["Wind",0.33,0,0.33,1,584,0,0,0,0,0,0,0,0,0,0,0,0,0,0,0,0,null,null,null,null,null,584,3,32.164902933133376,291.20629983754901,291.20629983754901,null,1195,5,136.20013987780956,198.40048293212706,45144.082810975167,null,null,null,null,null,null,null,null,null,null,null,null,null,null,null,null,null,null,null,null,null,null,null,null,null,null,null,null,null,null,null,null,null,null,null,null,null,null,null,null,null,null,null,null,null,null,null,null,null,null,null,null,null,null,null,null,null,null,584,2,1,0,1,3]
["Wind",0.33,0,0.67,0,585,0,0,0,0,0,0,0,0,0,0,0,0,0,0,0,0,null,null,null,null,null,585,3,32.159511413181555,263.40496865820052,263.40496865820052,null,815,4,73.900472727562075,198.45796809069151,45217.983283702728,null,null,null,null,null,null,null,null,null,null,null,null,null,null,null,null,null,null,null,null,null,null,null,null,null,null,null,null,null,null,null,null,null,null,null,null,null,null,null,null,null,null,null,null,null,null,null,null,null,null,null,null,null,null,null,null,null,null,585,2,1,0,2,0]
["Wind",0.33,0,0.67,1,588,0,0,0,0,0,0,0,0,0,0,0,0,0,0,0,0,null,null,null,null,null,588,3,32.164902933133376,291.20629983754901,291.20629983754901,null,850,4,67.484605042795806,198.58213443667057,45500.729571409553,null,null,null,null,null,null,null,null,null,null,null,null,null,null,null,null,null,null,null,null,null,null,null,null,null,null,null,null,null,null,null,null,null,null,null,null,null,null,null,null,null,null,null,null,null,null,null,null,null,null,null,null,null,null,null,null,null,null,588,2,1,0,2,3]
["Wind",0.33,0,1,0,589,0,0,0,0,0,0,0,0,0,0,0,0,0,0,0,0,null,null,null,null,null,589,3,32.159511413181555,263.40496865820052,263.40496865820052,null,947,4,80.114414125982918,198.60420763875288,45580.843985535539,null,null,null,null,null,null,null,null,null,null,null,null,null,null,null,null,null,null,null,null,null,null,null,null,null,null,null,null,null,null,null,null,null,null,null,null,null,null,null,null,null,null,null,null,null,null,null,null,null,null,null,null,null,null,null,null,null,null,589,2,1,0,3,0]
["Wind",0.33,0,1,1,592,0,0,0,0,0,0,0,0,0,0,0,0,0,0,0,0,null,null,null,null,null,592,3,32.164902933133376,291.20629983754901,291.20629983754901,null,1212,5,141.36591286167143,199.40771442230826,45938.507944970363,null,null,null,null,null,null,null,null,null,null,null,null,null,null,null,null,null,null,null,null,null,null,null,null,null,null,null,null,null,null,null,null,null,null,null,null,null,null,null,null,null,null,null,null,null,null,null,null,null,null,null,null,null,null,null,null,null,null,592,2,1,0,3,3]
["Wind",0.33,0.33,0,0,593,0,0,0,0,0,0,0,0,0,0,0,0,0,0,0,0,null,null,null,null,null,593,3,48.075757996973088,176.06555512541146,176.06555512541146,null,1198,5,136.19954446072498,199.47319613510996,46074.707489431086,null,null,null,null,null,null,null,null,null,null,null,null,null,null,null,null,null,null,null,null,null,null,null,null,null,null,null,null,null,null,null,null,null,null,null,null,null,null,null,null,null,null,null,null,null,null,null,null,null,null,null,null,null,null,null,null,null,null,593,2,1,1,0,0]
["Wind",0.33,0.33,0,1,596,0,0,0,0,0,0,0,0,0,0,0,0,0,0,0,0,null,null,null,null,null,596,3,48.082514962947442,194.60269022970417,194.60269022970417,null,1156,5,125.66118182890806,200.09486635448491,46387.302345688557,null,null,null,null,null,null,null,null,null,null,null,null,null,null,null,null,null,null,null,null,null,null,null,null,null,null,null,null,null,null,null,null,null,null,null,null,null,null,null,null,null,null,null,null,null,null,null,null,null,null,null,null,null,null,null,null,null,null,596,2,1,1,0,3]
["Wind",0.33,0.33,0.33,0,597,0,0,0,0,0,0,0,0,0,0,0,0,0,0,0,0,null,null,null,null,null,597,3,48.075757996973088,176.06555512541146,176.06555512541146,null,796,4,67.485124750602253,200.11740676720459,46454.787470439158,null,null,null,null,null,null,null,null,null,null,null,null,null,null,null,null,null,null,null,null,null,null,null,null,null,null,null,null,null,null,null,null,null,null,null,null,null,null,null,null,null,null,null,null,null,null,null,null,null,null,null,null,null,null,null,null,null,null,597,2,1,1,1,0]
["Wind",0.33,0.33,0.33,0.67,599,0,0,0,0,0,0,0,0,0,0,0,0,0,0,0,0,null,null,null,null,null,599,3,48.080274440127134,188.48543258532686,188.48543258532686,null,1221,5,125.66914247270026,200.41748571929006,46721.824102856837,null,null,null,null,null,null,null,null,null,null,null,null,null,null,null,null,null,null,null,null,null,null,null,null,null,null,null,null,null,null,null,null,null,null,null,null,null,null,null,null,null,null,null,null,null,null,null,null,null,null,null,null,null,null,null,null,null,null,599,2,1,1,1,2]
["Wind",0.33,0.33,0.33,1,600,0,0,0,0,0,0,0,0,0,0,0,0,0,0,0,0,null,null,null,null,null,600,3,48.082514962947442,194.60269022970417,194.60269022970417,null,948,4,80.114457121661871,200.54005520990842,46801.938559978502,null,null,null,null,null,null,null,null,null,null,null,null,null,null,null,null,null,null,null,null,null,null,null,null,null,null,null,null,null,null,null,null,null,null,null,null,null,null,null,null,null,null,null,null,null,null,null,null,null,null,null,null,null,null,null,null,null,null,600,2,1,1,1,3]
["Wind",0.33,0.33,0.67,0.67,603,0,0,0,0,0,0,0,0,0,0,0,0,0,0,0,0,null,null,null,null,null,603,3,48.080274440127134,188.48543258532686,188.48543258532686,null,1159,5,125.66094794890662,200.73469691034765,47075.394088588517,null,null,null,null,null,null,null,null,null,null,null,null,null,null,null,null,null,null,null,null,null,null,null,null,null,null,null,null,null,null,null,null,null,null,null,null,null,null,null,null,null,null,null,null,null,null,null,null,null,null,null,null,null,null,null,null,null,null,603,2,1,1,2,2]
["Wind",0.33,0.33,0.67,1,604,0,0,0,0,0,0,0,0,0,0,0,0,0,0,0,0,null,null,null,null,null,604,3,48.082514962947442,194.60269022970417,194.60269022970417,null,851,4,67.484649280127627,200.94991974139532,47142.878737868647,null,null,null,null,null,null,null,null,null,null,null,null,null,null,null,null,null,null,null,null,null,null,null,null,null,null,null,null,null,null,null,null,null,null,null,null,null,null,null,null,null,null,null,null,null,null,null,null,null,null,null,null,null,null,null,null,null,null,604,2,1,1,2,3]
["Wind",0.33,0.33,1,0.67,607,0,0,0,0,0,0,0,0,0,0,0,0,0,0,0,0,null,null,null,null,null,607,3,48.080274440127134,188.48543258532686,188.48543258532686,null,1162,5,125.66070586761906,201.39379102240724,47490.020053175489,null,null,null,null,null,null,null,null,null,null,null,null,null,null,null,null,null,null,null,null,null,null,null,null,null,null,null,null,null,null,null,null,null,null,null,null,null,null,null,null,null,null,null,null,null,null,null,null,null,null,null,null,null,null,null,null,null,null,607,2,1,1,3,2]
["Wind",0.33,0.33,1,1,608,0,0,0,0,0,0,0,0,0,0,0,0,0,0,0,0,null,null,null,null,null,608,3,48.082514962947442,194.60269022970417,194.60269022970417,null,1100,5,125.65869579554479,201.80074047002915,47615.678748971033,null,null,null,null,null,null,null,null,null,null,null,null,null,null,null,null,null,null,null,null,null,null,null,null,null,null,null,null,null,null,null,null,null,null,null,null,null,null,null,null,null,null,null,null,null,null,null,null,null,null,null,null,null,null,null,null,null,null,608,2,1,1,3,3]
["Wind",0.33,0.67,0,0.67,611,0,0,0,0,0,0,0,0,0,0,0,0,0,0,0,0,null,null,null,null,null,611,3,64.482074692368215,140.53726236159852,140.53726236159852,null,420,2,30.831093750000008,202.12464379228351,47833.434564066185,null,null,null,null,null,null,null,null,null,null,null,null,null,null,null,null,null,null,null,null,null,null,null,null,null,null,null,null,null,null,null,null,null,null,null,null,null,null,null,null,null,null,null,null,null,null,null,null,null,null,null,null,null,null,null,null,null,null,611,2,1,2,0,2]
["Wind",0.33,0.67,0,1,612,0,0,0,0,0,0,0,0,0,0,0,0,0,0,0,0,null,null,null,null,null,612,3,64.485076674668576,145.09844452416607,145.09844452416607,null,424,2,30.831093750000008,202.12464379228351,47864.265657816184,null,null,null,null,null,null,null,null,null,null,null,null,null,null,null,null,null,null,null,null,null,null,null,null,null,null,null,null,null,null,null,null,null,null,null,null,null,null,null,null,null,null,null,null,null,null,null,null,null,null,null,null,null,null,null,null,null,null,612,2,1,2,0,3]
["Wind",0.33,0.67,0.33,0.33,614,0,0,0,0,0,0,0,0,0,0,0,0,0,0,0,0,null,null,null,null,null,614,3,64.478996550555152,135.83786430351952,135.83786430351952,null,432,2,30.831093750000008,202.12464379228351,47925.927845316182,null,null,null,null,null,null,null,null,null,null,null,null,null,null,null,null,null,null,null,null,null,null,null,null,null,null,null,null,null,null,null,null,null,null,null,null,null,null,null,null,null,null,null,null,null,null,null,null,null,null,null,null,null,null,null,null,null,null,614,2,1,2,1,1]
["Wind",0.33,0.67,0.33,0.67,615,0,0,0,0,0,0,0,0,0,0,0,0,0,0,0,0,null,null,null,null,null,615,3,64.482074692368215,140.53726236159852,140.53726236159852,null,338,2,27.340781249999996,202.13776142914958,47953.268626566183,null,null,null,null,null,null,null,null,null,null,null,null,null,null,null,null,null,null,null,null,null,null,null,null,null,null,null,null,null,null,null,null,null,null,null,null,null,null,null,null,null,null,null,null,null,null,null,null,null,null,null,null,null,null,null,null,null,null,615,2,1,2,1,2]
["Wind",0.33,0.67,0.67,0.33,618,0,0,0,0,0,0,0,0,0,0,0,0,0,0,0,0,null,null,null,null,null,618,3,64.478996550555152,135.83786430351952,135.83786430351952,null,350,2,27.340781249999996,202.13776142914958,48035.290970316186,null,null,null,null,null,null,null,null,null,null,null,null,null,null,null,null,null,null,null,null,null,null,null,null,null,null,null,null,null,null,null,null,null,null,null,null,null,null,null,null,null,null,null,null,null,null,null,null,null,null,null,null,null,null,null,null,null,null,618,2,1,2,2,1]
["Wind",0.33,0.67,0.67,0.67,619,0,0,0,0,0,0,0,0,0,0,0,0,0,0,0,0,null,null,null,null,null,619,3,64.482074692368215,140.53726236159852,140.53726236159852,null,1235,5,130.86299980468573,202.43547995064651,48166.153970120875,null,null,null,null,null,null,null,null,null,null,null,null,null,null,null,null,null,null,null,null,null,null,null,null,null,null,null,null,null,null,null,null,null,null,null,null,null,null,null,null,null,null,null,null,null,null,null,null,null,null,null,null,null,null,null,null,null,null,619,2,1,2,2,2]
["Wind",0.33,0.67,1,0.33,622,0,0,0,0,0,0,0,0,0,0,0,0,0,0,0,0,null,null,null,null,null,622,3,64.478996550555152,135.83786430351952,135.83786430351952,null,481,2,30.831093750000004,202.75701645876623,48458.835763926203,null,null,null,null,null,null,null,null,null,null,null,null,null,null,null,null,null,null,null,null,null,null,null,null,null,null,null,null,null,null,null,null,null,null,null,null,null,null,null,null,null,null,null,null,null,null,null,null,null,null,null,null,null,null,null,null,null,null,622,2,1,2,3,1]
["Wind",0.33,0.67,1,0.67,623,0,0,0,0,0,0,0,0,0,0,0,0,0,0,0,0,null,null,null,null,null,623,3,64.482074692368215,140.53726236159852,140.53726236159852,null,485,2,30.831093750000004,202.75701645876623,48489.666857676202,null,null,null,null,null,null,null,null,null,null,null,null,null,null,null,null,null,null,null,null,null,null,null,null,null,null,null,null,null,null,null,null,null,null,null,null,null,null,null,null,null,null,null,null,null,null,null,null,null,null,null,null,null,null,null,null,null,null,623,2,1,2,3,2]
["Wind",0.33,1,0,0.33,626,0,0,0,0,0,0,0,0,0,0,0,0,0,0,0,0,null,null,null,null,null,626,3,80.397233164083829,108.93344312167925,108.93344312167925,null,1238,5,130.86252197988333,203.15133813809669,48682.191567156086,null,null,null,null,null,null,null,null,null,null,null,null,null,null,null,null,null,null,null,null,null,null,null,null,null,null,null,null,null,null,null,null,null,null,null,null,null,null,null,null,null,null,null,null,null,null,null,null,null,null,null,null,null,null,null,null,null,null,626,2,1,3,0,1]
["Wind",0.33,1,0,0.67,627,0,0,0,0,0,0,0,0,0,0,0,0,0,0,0,0,null,null,null,null,null,627,3,80.401073698530325,112.70241764870617,112.70241764870617,null,852,4,67.484692236114654,203.24806515613886,48749.676259392203,null,null,null,null,null,null,null,null,null,null,null,null,null,null,null,null,null,null,null,null,null,null,null,null,null,null,null,null,null,null,null,null,null,null,null,null,null,null,null,null,null,null,null,null,null,null,null,null,null,null,null,null,null,null,null,null,null,null,627,2,1,3,0,2]
["Wind",0.33,1,0.33,0,629,0,0,0,0,0,0,0,0,0,0,0,0,0,0,0,0,null,null,null,null,null,629,3,80.393523472738536,105.27532287102862,105.27532287102862,null,1255,5,136.19190557672428,203.97418495857781,49016.722892272424,null,null,null,null,null,null,null,null,null,null,null,null,null,null,null,null,null,null,null,null,null,null,null,null,null,null,null,null,null,null,null,null,null,null,null,null,null,null,null,null,null,null,null,null,null,null,null,null,null,null,null,null,null,null,null,null,null,null,629,2,1,3,1,0]
["Wind",0.33,1,0.33,0.33,630,0,0,0,0,0,0,0,0,0,0,0,0,0,0,0,0,null,null,null,null,null,630,3,80.397233164083829,108.93344312167925,108.93344312167925,null,1241,5,130.86205847096809,204.43646683885558,49147.584950743396,null,null,null,null,null,null,null,null,null,null,null,null,null,null,null,null,null,null,null,null,null,null,null,null,null,null,null,null,null,null,null,null,null,null,null,null,null,null,null,null,null,null,null,null,null,null,null,null,null,null,null,null,null,null,null,null,null,null,630,2,1,3,1,1]
["Wind",0.33,1,0.67,0,633,0,0,0,0,0,0,0,0,0,0,0,0,0,0,0,0,null,null,null,null,null,633,3,80.393523472738536,105.27532287102862,105.27532287102862,null,1272,5,141.36825775122782,205.06100183207451,49487.292506802529,null,null,null,null,null,null,null,null,null,null,null,null,null,null,null,null,null,null,null,null,null,null,null,null,null,null,null,null,null,null,null,null,null,null,null,null,null,null,null,null,null,null,null,null,null,null,null,null,null,null,null,null,null,null,null,null,null,null,633,2,1,3,2,0]
["Wind",0.33,1,0.67,0.33,634,0,0,0,0,0,0,0,0,0,0,0,0,0,0,0,0,null,null,null,null,null,634,3,80.397233164083829,108.93344312167925,108.93344312167925,null,1120,5,130.84228352763012,205.09209223224161,49618.134790330158,null,null,null,null,null,null,null,null,null,null,null,null,null,null,null,null,null,null,null,null,null,null,null,null,null,null,null,null,null,null,null,null,null,null,null,null,null,null,null,null,null,null,null,null,null,null,null,null,null,null,null,null,null,null,null,null,null,null,634,2,1,3,2,1]
["Wind",0.33,1,1,0,637,0,0,0,0,0,0,0,0,0,0,0,0,0,0,0,0,null,null,null,null,null,637,3,80.393523472738536,105.27532287102862,105.27532287102862,null,185,1,20.096239311744391,205.29738676640466,49678.42350826539,null,null,null,null,null,null,null,null,null,null,null,null,null,null,null,null,null,null,null,null,null,null,null,null,null,null,null,null,null,null,null,null,null,null,null,null,null,null,null,null,null,null,null,null,null,null,null,null,null,null,null,null,null,null,null,null,null,null,637,2,1,3,3,0]
["Wind",0.33,1,1,0.33,638,0,0,0,0,0,0,0,0,0,0,0,0,0,0,0,0,null,null,null,null,null,638,3,80.397233164083829,108.93344312167925,108.93344312167925,null,189,1,20.096239311744391,205.29738676640466,49698.519747577135,null,null,null,null,null,null,null,null,null,null,null,null,null,null,null,null,null,null,null,null,null,null,null,null,null,null,null,null,null,null,null,null,null,null,null,null,null,null,null,null,null,null,null,null,null,null,null,null,null,null,null,null,null,null,null,null,null,null,638,2,1,3,3,1]
["Wind",0.67,0,0,0,641,0,0,0,0,0,0,0,0,0,0,0,0,0,0,0,0,null,null,null,null,null,641,3,32.151308255790859,308.2795055258282,{"$f":"IF(AE927<0,0,AE927)","v":308.2795055258282},null,873,4,73.893876290820828,206.48738201582461,50039.459144079425,null,null,null,null,null,null,null,null,null,null,null,null,null,null,null,null,null,null,null,null,null,null,null,null,null,null,null,null,null,null,null,null,null,null,null,null,null,null,null,null,null,null,null,null,null,null,null,null,null,null,null,null,null,null,null,null,null,null,641,2,2,0,0,0]
["Wind",0.67,0,0,0.33,642,0,{"$f":"+OFFSET($J$78,$CT928,0)","v":0},{"$f":"+OFFSET($J$78,$CT928,1)","v":0},{"$f":"+OFFSET($J$78,$CT928,2)","v":0},0,{"$f":"+OFFSET($F$78,$CT928,0)","v":0},0,{"$f":"+OFFSET($C$51,$CT928,0)/$D$284","v":0},{"$f":"+OFFSET($D$51,$CT928,0)","v":0},{"$f":"+OFFSET($E$51,$CT928,0)","v":0},{"$f":"+OFFSET($F$51,$CT928,0)","v":0},{"$f":"+OFFSET($G$51,$CT928,0)","v":0},{"$f":"+OFFSET($H$51,$CT928,0)","v":0},0,{"$f":"+OFFSET($H$78,$CT928,0)","v":0},{"$f":"+OFFSET($I$78,$CT928,0)","v":0},null,null,null,null,null,{"$f":"+F928","v":642},{"$f":"+CT928+1","v":3},32.152516594212628,317.42083541536476,317.42083541536476,null,949,4,80.114329083119273,206.53760829850478,{"$f":"AL927+AJ928","v":50119.573473162542},null,null,null,null,null,null,null,null,null,null,null,null,null,null,null,null,null,null,null,null,null,null,null,null,null,null,null,null,null,null,null,null,null,null,null,null,null,null,null,null,null,null,null,null,null,null,null,null,null,null,null,null,null,null,null,null,null,null,642,2,2,0,0,{"$f":"+MOD($CS928-1,CX$286)","v":1}]
["Wind",0.67,0,0,1,644,0,0,0,0,0,0,0,0,0,0,0,0,0,0,0,0,null,null,null,null,null,644,3,32.154987686535385,335.98084730383619,335.98084730383619,null,101,1,15.675079383139293,206.61137261760337,50150.923631928817,null,null,null,null,null,null,null,null,null,null,null,null,null,null,null,null,null,null,null,null,null,null,null,null,null,null,null,null,null,null,null,null,null,null,null,null,null,null,null,null,null,null,null,null,null,null,null,null,null,null,null,null,null,null,null,null,null,null,644,2,2,0,0,3]
["Wind",0.67,0,0.33,0,645,0,0,0,0,0,0,0,0,0,0,0,0,0,0,0,0,null,null,null,null,null,645,3,32.151308255790859,308.2795055258282,308.2795055258282,null,105,1,15.675079383139293,206.61137261760337,50166.598711311955,null,null,null,null,null,null,null,null,null,null,null,null,null,null,null,null,null,null,null,null,null,null,null,null,null,null,null,null,null,null,null,null,null,null,null,null,null,null,null,null,null,null,null,null,null,null,null,null,null,null,null,null,null,null,null,null,null,null,645,2,2,0,1,0]
["Wind",0.67,0,0.33,1,648,0,0,0,0,0,0,0,0,0,0,0,0,0,0,0,0,null,null,null,null,null,648,3,32.154987686535385,335.98084730383619,335.98084730383619,null,657,3,48.075114472325353,206.69302142002161,50291.613011879621,null,null,null,null,null,null,null,null,null,null,null,null,null,null,null,null,null,null,null,null,null,null,null,null,null,null,null,null,null,null,null,null,null,null,null,null,null,null,null,null,null,null,null,null,null,null,null,null,null,null,null,null,null,null,null,null,null,null,648,2,2,0,1,3]
["Wind",0.67,0,0.67,0,649,0,0,0,0,0,0,0,0,0,0,0,0,0,0,0,0,null,null,null,null,null,649,3,32.151308255790859,308.2795055258282,308.2795055258282,null,661,3,48.075114472325353,206.69302142002161,50339.688126351946,null,null,null,null,null,null,null,null,null,null,null,null,null,null,null,null,null,null,null,null,null,null,null,null,null,null,null,null,null,null,null,null,null,null,null,null,null,null,null,null,null,null,null,null,null,null,null,null,null,null,null,null,null,null,null,null,null,null,649,2,2,0,2,0]
["Wind",0.67,0,0.67,1,652,0,0,0,0,0,0,0,0,0,0,0,0,0,0,0,0,null,null,null,null,null,652,3,32.154987686535385,335.98084730383619,335.98084730383619,null,1261,5,136.19127766609265,206.71102699658505,50572.029632962687,null,null,null,null,null,null,null,null,null,null,null,null,null,null,null,null,null,null,null,null,null,null,null,null,null,null,null,null,null,null,null,null,null,null,null,null,null,null,null,null,null,null,null,null,null,null,null,null,null,null,null,null,null,null,null,null,null,null,652,2,2,0,2,3]
["Wind",0.67,0,1,0,653,0,0,0,0,0,0,0,0,0,0,0,0,0,0,0,0,null,null,null,null,null,653,3,32.151308255790859,308.2795055258282,308.2795055258282,null,482,2,30.831093750000015,206.94064424793524,50602.860726712686,null,null,null,null,null,null,null,null,null,null,null,null,null,null,null,null,null,null,null,null,null,null,null,null,null,null,null,null,null,null,null,null,null,null,null,null,null,null,null,null,null,null,null,null,null,null,null,null,null,null,null,null,null,null,null,null,null,null,653,2,2,0,3,0]
["Wind",0.67,0,1,1,656,0,0,0,0,0,0,0,0,0,0,0,0,0,0,0,0,null,null,null,null,null,656,3,32.154987686535385,335.98084730383619,335.98084730383619,null,494,2,30.831093750000015,206.94064424793524,50695.354007962684,null,null,null,null,null,null,null,null,null,null,null,null,null,null,null,null,null,null,null,null,null,null,null,null,null,null,null,null,null,null,null,null,null,null,null,null,null,null,null,null,null,null,null,null,null,null,null,null,null,null,null,null,null,null,null,null,null,null,656,2,2,0,3,3]
["Wind",0.67,0.33,0,0,657,0,0,0,0,0,0,0,0,0,0,0,0,0,0,0,0,null,null,null,null,null,657,3,48.075114472325353,206.69302142002161,206.69302142002161,null,1196,5,136.20057006106336,206.94415609203085,50831.554578023744,null,null,null,null,null,null,null,null,null,null,null,null,null,null,null,null,null,null,null,null,null,null,null,null,null,null,null,null,null,null,null,null,null,null,null,null,null,null,null,null,null,null,null,null,null,null,null,null,null,null,null,null,null,null,null,null,null,null,657,2,2,1,0,0]
["Wind",0.67,0.33,0,1,660,0,0,0,0,0,0,0,0,0,0,0,0,0,0,0,0,null,null,null,null,null,660,3,48.080798049611381,225.22983806917122,225.22983806917122,null,347,2,27.340781250000003,206.99523124148095,50913.576921773747,null,null,null,null,null,null,null,null,null,null,null,null,null,null,null,null,null,null,null,null,null,null,null,null,null,null,null,null,null,null,null,null,null,null,null,null,null,null,null,null,null,null,null,null,null,null,null,null,null,null,null,null,null,null,null,null,null,null,660,2,2,1,0,3]
["Wind",0.67,0.33,0.33,0,661,0,0,0,0,0,0,0,0,0,0,0,0,0,0,0,0,null,null,null,null,null,661,3,48.075114472325353,206.69302142002161,206.69302142002161,null,351,2,27.340781250000003,206.99523124148095,50940.917703023748,null,null,null,null,null,null,null,null,null,null,null,null,null,null,null,null,null,null,null,null,null,null,null,null,null,null,null,null,null,null,null,null,null,null,null,null,null,null,null,null,null,null,null,null,null,null,null,null,null,null,null,null,null,null,null,null,null,null,661,2,2,1,1,0]
["Wind",0.67,0.33,0.33,0.67,663,0,0,0,0,0,0,0,0,0,0,0,0,0,0,0,0,null,null,null,null,null,663,3,48.078914893029626,219.11268798594998,219.11268798594998,null,257,2,23.953124999999993,207.00961984378773,51044.985552633247,null,null,null,null,null,null,null,null,null,null,null,null,null,null,null,null,null,null,null,null,null,null,null,null,null,null,null,null,null,null,null,null,null,null,null,null,null,null,null,null,null,null,null,null,null,null,null,null,null,null,null,null,null,null,null,null,null,null,663,2,2,1,1,2]
["Wind",0.67,0.33,0.33,1,664,0,0,0,0,0,0,0,0,0,0,0,0,0,0,0,0,null,null,null,null,null,664,3,48.080798049611381,225.22983806917122,225.22983806917122,null,261,2,23.953124999999993,207.00961984378773,51068.938677633247,null,null,null,null,null,null,null,null,null,null,null,null,null,null,null,null,null,null,null,null,null,null,null,null,null,null,null,null,null,null,null,null,null,null,null,null,null,null,null,null,null,null,null,null,null,null,null,null,null,null,null,null,null,null,null,null,null,null,664,2,2,1,1,3]
["Wind",0.67,0.33,0.67,0.67,667,0,0,0,0,0,0,0,0,0,0,0,0,0,0,0,0,null,null,null,null,null,667,3,48.078914893029626,219.11268798594998,219.11268798594998,null,1275,5,141.36804229420244,207.0291373232688,51258.212969927452,null,null,null,null,null,null,null,null,null,null,null,null,null,null,null,null,null,null,null,null,null,null,null,null,null,null,null,null,null,null,null,null,null,null,null,null,null,null,null,null,null,null,null,null,null,null,null,null,null,null,null,null,null,null,null,null,null,null,667,2,2,1,2,2]
["Wind",0.67,0.33,0.67,1,668,0,0,0,0,0,0,0,0,0,0,0,0,0,0,0,0,null,null,null,null,null,668,3,48.080798049611381,225.22983806917122,225.22983806917122,null,798,4,67.485014934534945,207.31445105168814,51325.697984861989,null,null,null,null,null,null,null,null,null,null,null,null,null,null,null,null,null,null,null,null,null,null,null,null,null,null,null,null,null,null,null,null,null,null,null,null,null,null,null,null,null,null,null,null,null,null,null,null,null,null,null,null,null,null,null,null,null,null,668,2,2,1,2,3]
["Wind",0.67,0.33,1,0.67,671,0,0,0,0,0,0,0,0,0,0,0,0,0,0,0,0,null,null,null,null,null,671,3,48.078914893029626,219.11268798594998,219.11268798594998,null,186,1,20.09627041724762,207.87272115042606,51385.986796113735,null,null,null,null,null,null,null,null,null,null,null,null,null,null,null,null,null,null,null,null,null,null,null,null,null,null,null,null,null,null,null,null,null,null,null,null,null,null,null,null,null,null,null,null,null,null,null,null,null,null,null,null,null,null,null,null,null,null,671,2,2,1,3,2]
["Wind",0.67,0.33,1,1,672,0,0,0,0,0,0,0,0,0,0,0,0,0,0,0,0,null,null,null,null,null,672,3,48.080798049611381,225.22983806917122,225.22983806917122,null,190,1,20.09627041724762,207.87272115042606,51406.083066530984,null,null,null,null,null,null,null,null,null,null,null,null,null,null,null,null,null,null,null,null,null,null,null,null,null,null,null,null,null,null,null,null,null,null,null,null,null,null,null,null,null,null,null,null,null,null,null,null,null,null,null,null,null,null,null,null,null,null,672,2,2,1,3,3]
["Wind",0.67,0.67,0,0.67,675,0,0,0,0,0,0,0,0,0,0,0,0,0,0,0,0,null,null,null,null,null,675,3,64.480482733796748,163.38025975135875,163.38025975135875,null,1278,5,141.36781262681635,208.44808170836893,51751.1354286114,null,null,null,null,null,null,null,null,null,null,null,null,null,null,null,null,null,null,null,null,null,null,null,null,null,null,null,null,null,null,null,null,null,null,null,null,null,null,null,null,null,null,null,null,null,null,null,null,null,null,null,null,null,null,null,null,null,null,675,2,2,2,0,2]
["Wind",0.67,0.67,0,1,676,0,0,0,0,0,0,0,0,0,0,0,0,0,0,0,0,null,null,null,null,null,676,3,64.483009465860277,167.94145839086315,167.94145839086315,null,950,4,80.114372080005282,208.47345956913637,51831.249800691403,null,null,null,null,null,null,null,null,null,null,null,null,null,null,null,null,null,null,null,null,null,null,null,null,null,null,null,null,null,null,null,null,null,null,null,null,null,null,null,null,null,null,null,null,null,null,null,null,null,null,null,null,null,null,null,null,null,null,676,2,2,2,0,3]
["Wind",0.67,0.67,0.33,0.33,678,0,0,0,0,0,0,0,0,0,0,0,0,0,0,0,0,null,null,null,null,null,678,3,64.477889947198861,158.68084420509064,158.68084420509064,null,894,4,80.114775208631187,208.93812392439565,51985.258498838433,null,null,null,null,null,null,null,null,null,null,null,null,null,null,null,null,null,null,null,null,null,null,null,null,null,null,null,null,null,null,null,null,null,null,null,null,null,null,null,null,null,null,null,null,null,null,null,null,null,null,null,null,null,null,null,null,null,null,678,2,2,2,1,1]
["Wind",0.67,0.67,0.33,0.67,679,0,0,0,0,0,0,0,0,0,0,0,0,0,0,0,0,null,null,null,null,null,679,3,64.480482733796748,163.38025975135875,163.38025975135875,null,929,4,73.899842236982337,209.07684239140889,52059.158341075417,null,null,null,null,null,null,null,null,null,null,null,null,null,null,null,null,null,null,null,null,null,null,null,null,null,null,null,null,null,null,null,null,null,null,null,null,null,null,null,null,null,null,null,null,null,null,null,null,null,null,null,null,null,null,null,null,null,null,679,2,2,2,1,2]
["Wind",0.67,0.67,0.67,0.33,682,0,0,0,0,0,0,0,0,0,0,0,0,0,0,0,0,null,null,null,null,null,682,3,64.477889947198861,158.68084420509064,158.68084420509064,null,1219,5,125.66981239098757,209.32647109627356,52387.458433687476,null,null,null,null,null,null,null,null,null,null,null,null,null,null,null,null,null,null,null,null,null,null,null,null,null,null,null,null,null,null,null,null,null,null,null,null,null,null,null,null,null,null,null,null,null,null,null,null,null,null,null,null,null,null,null,null,null,null,682,2,2,2,2,1]
["Wind",0.67,0.67,0.67,0.67,683,0,0,0,0,0,0,0,0,0,0,0,0,0,0,0,0,null,null,null,null,null,683,3,64.480482733796748,163.38025975135875,163.38025975135875,null,1222,5,125.66947376264298,209.67496224820533,52513.127907450122,null,null,null,null,null,null,null,null,null,null,null,null,null,null,null,null,null,null,null,null,null,null,null,null,null,null,null,null,null,null,null,null,null,null,null,null,null,null,null,null,null,null,null,null,null,null,null,null,null,null,null,null,null,null,null,null,null,null,683,2,2,2,2,2]
["Wind",0.67,0.67,1,0.33,686,0,0,0,0,0,0,0,0,0,0,0,0,0,0,0,0,null,null,null,null,null,686,3,64.477889947198861,158.68084420509064,158.68084420509064,null,102,1,15.67511047746472,209.91308846382677,52611.963197003002,null,null,null,null,null,null,null,null,null,null,null,null,null,null,null,null,null,null,null,null,null,null,null,null,null,null,null,null,null,null,null,null,null,null,null,null,null,null,null,null,null,null,null,null,null,null,null,null,null,null,null,null,null,null,null,null,null,null,686,2,2,2,3,1]
["Wind",0.67,0.67,1,0.67,687,0,0,0,0,0,0,0,0,0,0,0,0,0,0,0,0,null,null,null,null,null,687,3,64.480482733796748,163.38025975135875,163.38025975135875,null,106,1,15.67511047746472,209.91308846382677,52627.638307480469,null,null,null,null,null,null,null,null,null,null,null,null,null,null,null,null,null,null,null,null,null,null,null,null,null,null,null,null,null,null,null,null,null,null,null,null,null,null,null,null,null,null,null,null,null,null,null,null,null,null,null,null,null,null,null,null,null,null,687,2,2,2,3,2]
["Wind",0.67,1,0,0.33,690,0,0,0,0,0,0,0,0,0,0,0,0,0,0,0,0,null,null,null,null,null,690,3,80.396093025272179,127.25660445209675,127.25660445209675,null,854,4,67.484607019033689,210.44591170084973,52836.459296127519,null,null,null,null,null,null,null,null,null,null,null,null,null,null,null,null,null,null,null,null,null,null,null,null,null,null,null,null,null,null,null,null,null,null,null,null,null,null,null,null,null,null,null,null,null,null,null,null,null,null,null,null,null,null,null,null,null,null,690,2,2,3,0,1]
["Wind",0.67,1,0,0.67,691,0,0,0,0,0,0,0,0,0,0,0,0,0,0,0,0,null,null,null,null,null,691,3,80.399323736980776,131.02550224720753,131.02550224720753,null,951,4,80.114416397018232,210.46797362484483,52916.573712524536,null,null,null,null,null,null,null,null,null,null,null,null,null,null,null,null,null,null,null,null,null,null,null,null,null,null,null,null,null,null,null,null,null,null,null,null,null,null,null,null,null,null,null,null,null,null,null,null,null,null,null,null,null,null,null,null,null,null,691,2,2,3,0,2]
["Wind",0.67,1,0.33,0,693,0,0,0,0,0,0,0,0,0,0,0,0,0,0,0,0,null,null,null,null,null,693,3,80.392969999664416,123.59855762861619,123.59855762861619,null,183,1,20.096302464324573,210.52608802063571,52956.766317453192,null,null,null,null,null,null,null,null,null,null,null,null,null,null,null,null,null,null,null,null,null,null,null,null,null,null,null,null,null,null,null,null,null,null,null,null,null,null,null,null,null,null,null,null,null,null,null,null,null,null,null,null,null,null,null,null,null,null,693,2,2,3,1,0]
["Wind",0.67,1,0.33,0.33,694,0,0,0,0,0,0,0,0,0,0,0,0,0,0,0,0,null,null,null,null,null,694,3,80.396093025272179,127.25660445209675,127.25660445209675,null,187,1,20.096302464324573,210.52608802063571,52976.86261991752,null,null,null,null,null,null,null,null,null,null,null,null,null,null,null,null,null,null,null,null,null,null,null,null,null,null,null,null,null,null,null,null,null,null,null,null,null,null,null,null,null,null,null,null,null,null,null,null,null,null,null,null,null,null,null,null,null,null,694,2,2,3,1,1]
["Wind",0.67,1,0.67,0,697,0,0,0,0,0,0,0,0,0,0,0,0,0,0,0,0,null,null,null,null,null,697,3,80.392969999664416,123.59855762861619,123.59855762861619,null,875,4,73.893971017991475,210.74850671489739,53196.522039501899,null,null,null,null,null,null,null,null,null,null,null,null,null,null,null,null,null,null,null,null,null,null,null,null,null,null,null,null,null,null,null,null,null,null,null,null,null,null,null,null,null,null,null,null,null,null,null,null,null,null,null,null,null,null,null,null,null,null,697,2,2,3,2,0]
["Wind",0.67,1,0.67,0.33,698,0,0,0,0,0,0,0,0,0,0,0,0,0,0,0,0,null,null,null,null,null,698,3,80.396093025272179,127.25660445209675,127.25660445209675,null,1163,5,125.66103882782781,210.92801365039384,53322.183078329726,null,null,null,null,null,null,null,null,null,null,null,null,null,null,null,null,null,null,null,null,null,null,null,null,null,null,null,null,null,null,null,null,null,null,null,null,null,null,null,null,null,null,null,null,null,null,null,null,null,null,null,null,null,null,null,null,null,null,698,2,2,3,2,1]
["Wind",0.67,1,1,0,701,0,0,0,0,0,0,0,0,0,0,0,0,0,0,0,0,null,null,null,null,null,701,3,80.392969999664416,123.59855762861619,123.59855762861619,null,483,2,30.831093750000012,211.25103335217739,53507.028884158222,null,null,null,null,null,null,null,null,null,null,null,null,null,null,null,null,null,null,null,null,null,null,null,null,null,null,null,null,null,null,null,null,null,null,null,null,null,null,null,null,null,null,null,null,null,null,null,null,null,null,null,null,null,null,null,null,null,null,701,2,2,3,3,0]
["Wind",0.67,1,1,0.33,702,0,0,0,0,0,0,0,0,0,0,0,0,0,0,0,0,null,null,null,null,null,702,3,80.396093025272179,127.25660445209675,127.25660445209675,null,487,2,30.831093750000012,211.25103335217739,53537.859977908221,null,null,null,null,null,null,null,null,null,null,null,null,null,null,null,null,null,null,null,null,null,null,null,null,null,null,null,null,null,null,null,null,null,null,null,null,null,null,null,null,null,null,null,null,null,null,null,null,null,null,null,null,null,null,null,null,null,null,702,2,2,3,3,1]
["Wind",1,0,0,0,705,0,0,0,0,0,0,0,0,0,0,0,0,0,0,0,0,null,null,null,null,null,705,3,32.155277173891555,353.21064308215568,{"$f":"IF(AE991<0,0,AE991)","v":353.21064308215568},null,1166,5,125.66079297387419,211.28721847226535,53725.182958382095,null,null,null,null,null,null,null,null,null,null,null,null,null,null,null,null,null,null,null,null,null,null,null,null,null,null,null,null,null,null,null,null,null,null,null,null,null,null,null,null,null,null,null,null,null,null,null,null,null,null,null,null,null,null,null,null,null,null,705,2,3,0,0,0]
["Wind",1,0,0,0.33,706,0,{"$f":"+OFFSET($J$78,$CT992,0)","v":0},{"$f":"+OFFSET($J$78,$CT992,1)","v":0},{"$f":"+OFFSET($J$78,$CT992,2)","v":0},0,{"$f":"+OFFSET($F$78,$CT992,0)","v":0},0,{"$f":"+OFFSET($C$51,$CT992,0)/$D$284","v":0},{"$f":"+OFFSET($D$51,$CT992,0)","v":0},{"$f":"+OFFSET($E$51,$CT992,0)","v":0},{"$f":"+OFFSET($F$51,$CT992,0)","v":0},{"$f":"+OFFSET($G$51,$CT992,0)","v":0},{"$f":"+OFFSET($H$51,$CT992,0)","v":0},0,{"$f":"+OFFSET($H$78,$CT992,0)","v":0},{"$f":"+OFFSET($I$78,$CT992,0)","v":0},null,null,null,null,null,{"$f":"+F992","v":706},{"$f":"+CT992+1","v":3},32.156348919932285,362.35440542446872,362.35440542446872,null,1236,5,130.86344286938916,211.33425264127757,{"$f":"AL991+AJ992","v":53856.046401251486},null,null,null,null,null,null,null,null,null,null,null,null,null,null,null,null,null,null,null,null,null,null,null,null,null,null,null,null,null,null,null,null,null,null,null,null,null,null,null,null,null,null,null,null,null,null,null,null,null,null,null,null,null,null,null,null,null,null,706,2,3,0,0,{"$f":"+MOD($CS992-1,CX$286)","v":1}]
["Wind",1,0,0,1,708,0,0,0,0,0,0,0,0,0,0,0,0,0,0,0,0,null,null,null,null,null,708,3,32.158536653366447,380.91905913839344,380.91905913839344,null,340,2,27.340781250000003,211.70983599457912,54009.046062251378,null,null,null,null,null,null,null,null,null,null,null,null,null,null,null,null,null,null,null,null,null,null,null,null,null,null,null,null,null,null,null,null,null,null,null,null,null,null,null,null,null,null,null,null,null,null,null,null,null,null,null,null,null,null,null,null,null,null,708,2,3,0,0,3]
["Wind",1,0,0.33,0,709,0,0,0,0,0,0,0,0,0,0,0,0,0,0,0,0,null,null,null,null,null,709,3,32.155277173891555,353.21064308215568,353.21064308215568,null,344,2,27.340781250000003,211.70983599457912,54036.386843501379,null,null,null,null,null,null,null,null,null,null,null,null,null,null,null,null,null,null,null,null,null,null,null,null,null,null,null,null,null,null,null,null,null,null,null,null,null,null,null,null,null,null,null,null,null,null,null,null,null,null,null,null,null,null,null,null,null,null,709,2,3,0,1,0]
["Wind",1,0,0.33,1,712,0,0,0,0,0,0,0,0,0,0,0,0,0,0,0,0,null,null,null,null,null,712,3,32.158536653366447,380.91905913839344,380.91905913839344,null,779,4,61.264202470377924,211.77924874211433,54152.332608471756,null,null,null,null,null,null,null,null,null,null,null,null,null,null,null,null,null,null,null,null,null,null,null,null,null,null,null,null,null,null,null,null,null,null,null,null,null,null,null,null,null,null,null,null,null,null,null,null,null,null,null,null,null,null,null,null,null,null,712,2,3,0,1,3]
["Wind",1,0,0.67,0,713,0,0,0,0,0,0,0,0,0,0,0,0,0,0,0,0,null,null,null,null,null,713,3,32.155277173891555,353.21064308215568,353.21064308215568,null,800,4,67.485120702450061,211.98028239882782,54219.817729174203,null,null,null,null,null,null,null,null,null,null,null,null,null,null,null,null,null,null,null,null,null,null,null,null,null,null,null,null,null,null,null,null,null,null,null,null,null,null,null,null,null,null,null,null,null,null,null,null,null,null,null,null,null,null,null,null,null,null,713,2,3,0,2,0]
["Wind",1,0,0.67,1,716,0,0,0,0,0,0,0,0,0,0,0,0,0,0,0,0,null,null,null,null,null,716,3,32.158536653366447,380.91905913839344,380.91905913839344,null,262,2,23.953125000000004,212.39396908490272,54398.586956380423,null,null,null,null,null,null,null,null,null,null,null,null,null,null,null,null,null,null,null,null,null,null,null,null,null,null,null,null,null,null,null,null,null,null,null,null,null,null,null,null,null,null,null,null,null,null,null,null,null,null,null,null,null,null,null,null,null,null,716,2,3,0,2,3]
["Wind",1,0,1,0,717,0,0,0,0,0,0,0,0,0,0,0,0,0,0,0,0,null,null,null,null,null,717,3,32.155277173891555,353.21064308215568,353.21064308215568,null,266,2,23.953125000000004,212.39396908490272,54422.540081380423,null,null,null,null,null,null,null,null,null,null,null,null,null,null,null,null,null,null,null,null,null,null,null,null,null,null,null,null,null,null,null,null,null,null,null,null,null,null,null,null,null,null,null,null,null,null,null,null,null,null,null,null,null,null,null,null,null,null,717,2,3,0,3,0]
["Wind",1,0,1,1,720,0,0,0,0,0,0,0,0,0,0,0,0,0,0,0,0,null,null,null,null,null,720,3,32.158536653366447,380.91905913839344,380.91905913839344,null,1256,5,136.19223585466779,212.5140113736168,54662.799901662387,null,null,null,null,null,null,null,null,null,null,null,null,null,null,null,null,null,null,null,null,null,null,null,null,null,null,null,null,null,null,null,null,null,null,null,null,null,null,null,null,null,null,null,null,null,null,null,null,null,null,null,null,null,null,null,null,null,null,720,2,3,0,3,3]
["Wind",1,0.33,0,0,721,0,0,0,0,0,0,0,0,0,0,0,0,0,0,0,0,null,null,null,null,null,721,3,48.074583470285972,236.41504761310304,236.41504761310304,null,833,4,61.264764666289835,212.73907841271438,54724.064666328675,null,null,null,null,null,null,null,null,null,null,null,null,null,null,null,null,null,null,null,null,null,null,null,null,null,null,null,null,null,null,null,null,null,null,null,null,null,null,null,null,null,null,null,null,null,null,null,null,null,null,null,null,null,null,null,null,null,null,721,2,3,1,0,0]
["Wind",1,0.33,0,1,724,0,0,0,0,0,0,0,0,0,0,0,0,0,0,0,0,null,null,null,null,null,724,3,48.079517515597281,254.95226947682545,254.95226947682545,null,666,3,48.076982487841427,212.81017031047256,54868.295613792208,null,null,null,null,null,null,null,null,null,null,null,null,null,null,null,null,null,null,null,null,null,null,null,null,null,null,null,null,null,null,null,null,null,null,null,null,null,null,null,null,null,null,null,null,null,null,null,null,null,null,null,null,null,null,null,null,null,null,724,2,3,1,0,3]
["Wind",1,0.33,0.33,0,725,0,0,0,0,0,0,0,0,0,0,0,0,0,0,0,0,null,null,null,null,null,725,3,48.074583470285972,236.41504761310304,236.41504761310304,null,670,3,48.076982487841427,212.81017031047256,54916.372596280053,null,null,null,null,null,null,null,null,null,null,null,null,null,null,null,null,null,null,null,null,null,null,null,null,null,null,null,null,null,null,null,null,null,null,null,null,null,null,null,null,null,null,null,null,null,null,null,null,null,null,null,null,null,null,null,null,null,null,725,2,3,1,1,0]
["Wind",1,0.33,0.33,0.67,727,0,0,0,0,0,0,0,0,0,0,0,0,0,0,0,0,null,null,null,null,null,727,3,48.077881889658848,248.83488026185253,248.83488026185253,null,876,4,73.894017701414612,212.84727002865904,55057.75126527356,null,null,null,null,null,null,null,null,null,null,null,null,null,null,null,null,null,null,null,null,null,null,null,null,null,null,null,null,null,null,null,null,null,null,null,null,null,null,null,null,null,null,null,null,null,null,null,null,null,null,null,null,null,null,null,null,null,null,727,2,3,1,1,2]
["Wind",1,0.33,0.33,1,728,0,0,0,0,0,0,0,0,0,0,0,0,0,0,0,0,null,null,null,null,null,728,3,48.079517515597281,254.95226947682545,254.95226947682545,null,896,4,80.114877989753552,212.86838390416614,55137.866143263316,null,null,null,null,null,null,null,null,null,null,null,null,null,null,null,null,null,null,null,null,null,null,null,null,null,null,null,null,null,null,null,null,null,null,null,null,null,null,null,null,null,null,null,null,null,null,null,null,null,null,null,null,null,null,null,null,null,null,728,2,3,1,1,3]
["Wind",1,0.33,0.67,0.67,731,0,0,0,0,0,0,0,0,0,0,0,0,0,0,0,0,null,null,null,null,null,731,3,48.077881889658848,248.83488026185253,248.83488026185253,null,188,1,20.096333567779968,213.10140694513623,55198.155143966658,null,null,null,null,null,null,null,null,null,null,null,null,null,null,null,null,null,null,null,null,null,null,null,null,null,null,null,null,null,null,null,null,null,null,null,null,null,null,null,null,null,null,null,null,null,null,null,null,null,null,null,null,null,null,null,null,null,null,731,2,3,1,2,2]
["Wind",1,0.33,0.67,1,732,0,0,0,0,0,0,0,0,0,0,0,0,0,0,0,0,null,null,null,null,null,732,3,48.079517515597281,254.95226947682545,254.95226947682545,null,192,1,20.096333567779968,213.10140694513623,55218.251477534439,null,null,null,null,null,null,null,null,null,null,null,null,null,null,null,null,null,null,null,null,null,null,null,null,null,null,null,null,null,null,null,null,null,null,null,null,null,null,null,null,null,null,null,null,null,null,null,null,null,null,null,null,null,null,null,null,null,null,732,2,3,1,2,3]
["Wind",1,0.33,1,0.67,735,0,0,0,0,0,0,0,0,0,0,0,0,0,0,0,0,null,null,null,null,null,735,3,48.077881889658848,248.83488026185253,248.83488026185253,null,107,1,15.675142510361301,213.31484206081916,55265.276905065533,null,null,null,null,null,null,null,null,null,null,null,null,null,null,null,null,null,null,null,null,null,null,null,null,null,null,null,null,null,null,null,null,null,null,null,null,null,null,null,null,null,null,null,null,null,null,null,null,null,null,null,null,null,null,null,null,null,null,735,2,3,1,3,2]
["Wind",1,0.33,1,1,736,0,0,0,0,0,0,0,0,0,0,0,0,0,0,0,0,null,null,null,null,null,736,3,48.079517515597281,254.95226947682545,254.95226947682545,null,111,1,15.675142510361301,213.31484206081916,55280.952047575898,null,null,null,null,null,null,null,null,null,null,null,null,null,null,null,null,null,null,null,null,null,null,null,null,null,null,null,null,null,null,null,null,null,null,null,null,null,null,null,null,null,null,null,null,null,null,null,null,null,null,null,null,null,null,null,null,null,null,736,2,3,1,3,3]
["Wind",1,0.67,0,0.67,739,0,0,0,0,0,0,0,0,0,0,0,0,0,0,0,0,null,null,null,null,null,739,3,64.479274224133462,185.54866544220513,185.54866544220513,null,401,2,27.340781249999992,213.43510738338128,55513.055256547414,null,null,null,null,null,null,null,null,null,null,null,null,null,null,null,null,null,null,null,null,null,null,null,null,null,null,null,null,null,null,null,null,null,null,null,null,null,null,null,null,null,null,null,null,null,null,null,null,null,null,null,null,null,null,null,null,null,null,739,2,3,2,0,2]
["Wind",1,0.67,0,1,740,0,0,0,0,0,0,0,0,0,0,0,0,0,0,0,0,null,null,null,null,null,740,3,64.481465134491586,190.10990486392939,190.10990486392939,null,405,2,27.340781249999992,213.43510738338128,55540.396037797414,null,null,null,null,null,null,null,null,null,null,null,null,null,null,null,null,null,null,null,null,null,null,null,null,null,null,null,null,null,null,null,null,null,null,null,null,null,null,null,null,null,null,null,null,null,null,null,null,null,null,null,null,null,null,null,null,null,null,740,2,3,2,0,3]
["Wind",1,0.67,0.33,0.33,742,0,0,0,0,0,0,0,0,0,0,0,0,0,0,0,0,null,null,null,null,null,742,3,64.477024855467135,180.84920826728958,180.84920826728958,null,413,2,27.340781249999992,213.43510738338128,55595.077600297416,null,null,null,null,null,null,null,null,null,null,null,null,null,null,null,null,null,null,null,null,null,null,null,null,null,null,null,null,null,null,null,null,null,null,null,null,null,null,null,null,null,null,null,null,null,null,null,null,null,null,null,null,null,null,null,null,null,null,742,2,3,2,1,1]
["Wind",1,0.67,0.33,0.67,743,0,0,0,0,0,0,0,0,0,0,0,0,0,0,0,0,null,null,null,null,null,743,3,64.479274224133462,185.54866544220513,185.54866544220513,null,1180,5,130.85471592405469,213.60112528086924,55725.932316221471,null,null,null,null,null,null,null,null,null,null,null,null,null,null,null,null,null,null,null,null,null,null,null,null,null,null,null,null,null,null,null,null,null,null,null,null,null,null,null,null,null,null,null,null,null,null,null,null,null,null,null,null,null,null,null,null,null,null,743,2,3,2,1,2]
["Wind",1,0.67,0.67,0.33,746,0,0,0,0,0,0,0,0,0,0,0,0,0,0,0,0,null,null,null,null,null,746,3,64.477024855467135,180.84920826728958,180.84920826728958,null,25,1,11.119980166789926,213.84795902827955,55759.292256721841,null,null,null,null,null,null,null,null,null,null,null,null,null,null,null,null,null,null,null,null,null,null,null,null,null,null,null,null,null,null,null,null,null,null,null,null,null,null,null,null,null,null,null,null,null,null,null,null,null,null,null,null,null,null,null,null,null,null,746,2,3,2,2,1]
["Wind",1,0.67,0.67,0.67,747,0,0,0,0,0,0,0,0,0,0,0,0,0,0,0,0,null,null,null,null,null,747,3,64.479274224133462,185.54866544220513,185.54866544220513,null,29,1,11.119980166789926,213.84795902827955,55770.412236888631,null,null,null,null,null,null,null,null,null,null,null,null,null,null,null,null,null,null,null,null,null,null,null,null,null,null,null,null,null,null,null,null,null,null,null,null,null,null,null,null,null,null,null,null,null,null,null,null,null,null,null,null,null,null,null,null,null,null,747,2,3,2,2,2]
["Wind",1,0.67,1,0.33,750,0,0,0,0,0,0,0,0,0,0,0,0,0,0,0,0,null,null,null,null,null,750,3,64.477024855467135,180.84920826728958,180.84920826728958,null,1245,5,130.86203669330834,214.32076801514319,56098.730450208648,null,null,null,null,null,null,null,null,null,null,null,null,null,null,null,null,null,null,null,null,null,null,null,null,null,null,null,null,null,null,null,null,null,null,null,null,null,null,null,null,null,null,null,null,null,null,null,null,null,null,null,null,null,null,null,null,null,null,750,2,3,2,3,1]
["Wind",1,0.67,1,0.67,751,0,0,0,0,0,0,0,0,0,0,0,0,0,0,0,0,null,null,null,null,null,751,3,64.479274224133462,185.54866544220513,185.54866544220513,null,1183,5,130.85432460796892,214.59641956514866,56229.58477481662,null,null,null,null,null,null,null,null,null,null,null,null,null,null,null,null,null,null,null,null,null,null,null,null,null,null,null,null,null,null,null,null,null,null,null,null,null,null,null,null,null,null,null,null,null,null,null,null,null,null,null,null,null,null,null,null,null,null,751,2,3,2,3,2]
["Wind",1,1,0,0.33,754,0,0,0,0,0,0,0,0,0,0,0,0,0,0,0,0,null,null,null,null,null,754,3,80.39521988730003,145.03942549998288,145.03942549998288,null,1276,5,141.36836495793435,215.25466738073044,56574.62944146528,null,null,null,null,null,null,null,null,null,null,null,null,null,null,null,null,null,null,null,null,null,null,null,null,null,null,null,null,null,null,null,null,null,null,null,null,null,null,null,null,null,null,null,null,null,null,null,null,null,null,null,null,null,null,null,null,null,null,754,2,3,3,0,1]
["Wind",1,1,0,0.67,755,0,0,0,0,0,0,0,0,0,0,0,0,0,0,0,0,null,null,null,null,null,755,3,80.398023077207,148.80835868821092,148.80835868821092,null,834,4,61.264804099443943,215.27064628060899,56635.894245564727,null,null,null,null,null,null,null,null,null,null,null,null,null,null,null,null,null,null,null,null,null,null,null,null,null,null,null,null,null,null,null,null,null,null,null,null,null,null,null,null,null,null,null,null,null,null,null,null,null,null,null,null,null,null,null,null,null,null,755,2,3,3,0,2]
["Wind",1,1,0.33,0,757,0,0,0,0,0,0,0,0,0,0,0,0,0,0,0,0,null,null,null,null,null,757,3,80.392508692845411,141.38134430231,141.38134430231,null,488,2,30.831093750000015,215.43463156090195,56697.556433064725,null,null,null,null,null,null,null,null,null,null,null,null,null,null,null,null,null,null,null,null,null,null,null,null,null,null,null,null,null,null,null,null,null,null,null,null,null,null,null,null,null,null,null,null,null,null,null,null,null,null,null,null,null,null,null,null,null,null,757,2,3,3,1,0]
["Wind",1,1,0.33,0.33,758,0,0,0,0,0,0,0,0,0,0,0,0,0,0,0,0,null,null,null,null,null,758,3,80.39521988730003,145.03942549998288,145.03942549998288,null,492,2,30.831093750000015,215.43463156090195,56728.387526814724,null,null,null,null,null,null,null,null,null,null,null,null,null,null,null,null,null,null,null,null,null,null,null,null,null,null,null,null,null,null,null,null,null,null,null,null,null,null,null,null,null,null,null,null,null,null,null,null,null,null,null,null,null,null,null,null,null,null,758,2,3,3,1,1]
["Wind",1,1,0.67,0,761,0,0,0,0,0,0,0,0,0,0,0,0,0,0,0,0,null,null,null,null,null,761,3,80.392508692845411,141.38134430231,141.38134430231,null,100,1,15.675173599813759,216.616531389329,56848.79376549452,null,null,null,null,null,null,null,null,null,null,null,null,null,null,null,null,null,null,null,null,null,null,null,null,null,null,null,null,null,null,null,null,null,null,null,null,null,null,null,null,null,null,null,null,null,null,null,null,null,null,null,null,null,null,null,null,null,null,761,2,3,3,2,0]
["Wind",1,1,0.67,0.33,762,0,0,0,0,0,0,0,0,0,0,0,0,0,0,0,0,null,null,null,null,null,762,3,80.39521988730003,145.03942549998288,145.03942549998288,null,104,1,15.675173599813759,216.616531389329,56864.468939094331,null,null,null,null,null,null,null,null,null,null,null,null,null,null,null,null,null,null,null,null,null,null,null,null,null,null,null,null,null,null,null,null,null,null,null,null,null,null,null,null,null,null,null,null,null,null,null,null,null,null,null,null,null,null,null,null,null,null,762,2,3,3,2,1]
["Wind",1,1,1,0,765,0,0,0,0,0,0,0,0,0,0,0,0,0,0,0,0,null,null,null,null,null,765,3,80.392508692845411,141.38134430231,141.38134430231,null,1200,5,136.20041469012327,216.81927497658739,57032.019700984078,null,null,null,null,null,null,null,null,null,null,null,null,null,null,null,null,null,null,null,null,null,null,null,null,null,null,null,null,null,null,null,null,null,null,null,null,null,null,null,null,null,null,null,null,null,null,null,null,null,null,null,null,null,null,null,null,null,null,765,2,3,3,3,0]
["Wind",1,1,1,0.33,766,0,0,0,0,0,0,0,0,0,0,0,0,0,0,0,0,null,null,null,null,null,766,3,80.39521988730003,145.03942549998288,145.03942549998288,null,1279,5,141.368145041107,216.92289801306603,57173.387846025187,null,null,null,null,null,null,null,null,null,null,null,null,null,null,null,null,null,null,null,null,null,null,null,null,null,null,null,null,null,null,null,null,null,null,null,null,null,null,null,null,null,null,null,null,null,null,null,null,null,null,null,null,null,null,null,null,null,null,766,2,3,3,3,1]
["Geothermal",0,0,0,0,769,0,0,0,0,0,0,0,0,0,0,0,0,0,0,0,0,null,null,null,null,null,769,4,61.264110596653616,182.55396179721711,{"$f":"IF(AE1055<0,0,AE1055)","v":182.55396179721711},null,263,2,23.953125000000004,217.9414589772199,57282.558940768962,null,null,null,null,null,null,null,null,null,null,null,null,null,null,null,null,null,null,null,null,null,null,null,null,null,null,null,null,null,null,null,null,null,null,null,null,null,null,null,null,null,null,null,null,null,null,null,null,null,null,null,null,null,null,null,null,null,null,769,3,0,0,0,0]
["Geothermal",0,0,0,0.33,770,0,{"$f":"+OFFSET($J$78,$CT1056,0)","v":0},{"$f":"+OFFSET($J$78,$CT1056,1)","v":0},{"$f":"+OFFSET($J$78,$CT1056,2)","v":0},0,{"$f":"+OFFSET($F$78,$CT1056,0)","v":0},0,{"$f":"+OFFSET($C$51,$CT1056,0)/$D$284","v":0},{"$f":"+OFFSET($D$51,$CT1056,0)","v":0},{"$f":"+OFFSET($E$51,$CT1056,0)","v":0},{"$f":"+OFFSET($F$51,$CT1056,0)","v":0},{"$f":"+OFFSET($G$51,$CT1056,0)","v":0},{"$f":"+OFFSET($H$51,$CT1056,0)","v":0},0,{"$f":"+OFFSET($H$78,$CT1056,0)","v":0},{"$f":"+OFFSET($I$78,$CT1056,0)","v":0},null,null,null,null,null,{"$f":"+F1056","v":770},{"$f":"+CT1056+1","v":4},61.264157705309188,185.0853815904004,185.0853815904004,null,267,2,23.953125000000004,217.9414589772199,{"$f":"AL1055+AJ1056","v":57306.512065768962},null,null,null,null,null,null,null,null,null,null,null,null,null,null,null,null,null,null,null,null,null,null,null,null,null,null,null,null,null,null,null,null,null,null,null,null,null,null,null,null,null,null,null,null,null,null,null,null,null,null,null,null,null,null,null,null,null,null,770,3,0,0,0,{"$f":"+MOD($CS1056-1,CX$286)","v":1}]
["Geothermal",0,0,0,1,772,0,0,0,0,0,0,0,0,0,0,0,0,0,0,0,0,null,null,null,null,null,772,4,61.264253414565388,190.22493164545716,190.22493164545716,null,1009,4,80.116568390735523,218.01735588691625,57410.581759159701,null,null,null,null,null,null,null,null,null,null,null,null,null,null,null,null,null,null,null,null,null,null,null,null,null,null,null,null,null,null,null,null,null,null,null,null,null,null,null,null,null,null,null,null,null,null,null,null,null,null,null,null,null,null,null,null,null,null,772,3,0,0,0,3]
["Geothermal",0,0,0.33,0,773,0,0,0,0,0,0,0,0,0,0,0,0,0,0,0,0,null,null,null,null,null,773,4,61.264108615935768,194.41706701713849,194.41706701713849,null,402,2,27.340781249999988,218.15042732088585,57437.922540409701,null,null,null,null,null,null,null,null,null,null,null,null,null,null,null,null,null,null,null,null,null,null,null,null,null,null,null,null,null,null,null,null,null,null,null,null,null,null,null,null,null,null,null,null,null,null,null,null,null,null,null,null,null,null,null,null,null,null,773,3,0,0,1,0]
["Geothermal",0,0,0.33,1,776,0,0,0,0,0,0,0,0,0,0,0,0,0,0,0,0,null,null,null,null,null,776,4,61.264251500402878,202.08804830572956,202.08804830572956,null,414,2,27.340781249999988,218.15042732088585,57519.944884159704,null,null,null,null,null,null,null,null,null,null,null,null,null,null,null,null,null,null,null,null,null,null,null,null,null,null,null,null,null,null,null,null,null,null,null,null,null,null,null,null,null,null,null,null,null,null,null,null,null,null,null,null,null,null,null,null,null,null,776,3,0,0,1,3]
["Geothermal",0,0,0.67,0,777,0,0,0,0,0,0,0,0,0,0,0,0,0,0,0,0,null,null,null,null,null,777,4,61.264106712199229,206.63968349082595,206.63968349082595,null,877,4,73.893874617356062,218.35058519532677,57593.838758777063,null,null,null,null,null,null,null,null,null,null,null,null,null,null,null,null,null,null,null,null,null,null,null,null,null,null,null,null,null,null,null,null,null,null,null,null,null,null,null,null,null,null,null,null,null,null,null,null,null,null,null,null,null,null,null,null,null,null,777,3,0,0,2,0]
["Geothermal",0,0,0.67,1,780,0,0,0,0,0,0,0,0,0,0,0,0,0,0,0,0,null,null,null,null,null,780,4,61.264249667160435,214.31067688026593,214.31067688026593,null,26,1,11.120010937223547,218.50248446756467,57627.198791588729,null,null,null,null,null,null,null,null,null,null,null,null,null,null,null,null,null,null,null,null,null,null,null,null,null,null,null,null,null,null,null,null,null,null,null,null,null,null,null,null,null,null,null,null,null,null,null,null,null,null,null,null,null,null,null,null,null,null,780,3,0,0,2,3]
["Geothermal",0,0,1,0,781,0,0,0,0,0,0,0,0,0,0,0,0,0,0,0,0,null,null,null,null,null,781,4,61.264104998726097,218.50283399829669,218.50283399829669,null,30,1,11.120010937223547,218.50248446756467,57638.318802525951,null,null,null,null,null,null,null,null,null,null,null,null,null,null,null,null,null,null,null,null,null,null,null,null,null,null,null,null,null,null,null,null,null,null,null,null,null,null,null,null,null,null,null,null,null,null,null,null,null,null,null,null,null,null,null,null,null,null,781,3,0,0,3,0]
["Geothermal",0,0,1,1,784,0,0,0,0,0,0,0,0,0,0,0,0,0,0,0,0,null,null,null,null,null,784,4,61.264248023926854,226.17383942927398,226.17383942927398,null,953,4,80.114331553144609,218.76090106316238,57905.367384937112,null,null,null,null,null,null,null,null,null,null,null,null,null,null,null,null,null,null,null,null,null,null,null,null,null,null,null,null,null,null,null,null,null,null,null,null,null,null,null,null,null,null,null,null,null,null,null,null,null,null,null,null,null,null,null,null,null,null,784,3,0,0,3,3]
["Geothermal",0,0.33,0,0,785,0,0,0,0,0,0,0,0,0,0,0,0,0,0,0,0,null,null,null,null,null,785,4,67.484975369161134,169.06827998456524,169.06827998456524,null,513,3,32.158183135931516,218.76663266318309,57937.525568073041,null,null,null,null,null,null,null,null,null,null,null,null,null,null,null,null,null,null,null,null,null,null,null,null,null,null,null,null,null,null,null,null,null,null,null,null,null,null,null,null,null,null,null,null,null,null,null,null,null,null,null,null,null,null,null,null,null,null,785,3,0,1,0,0]
["Geothermal",0,0.33,0,1,788,0,0,0,0,0,0,0,0,0,0,0,0,0,0,0,0,null,null,null,null,null,788,4,67.485133184190587,176.03220440142931,176.03220440142931,null,525,3,32.158183135931516,218.76663266318309,58034.000117480828,null,null,null,null,null,null,null,null,null,null,null,null,null,null,null,null,null,null,null,null,null,null,null,null,null,null,null,null,null,null,null,null,null,null,null,null,null,null,null,null,null,null,null,null,null,null,null,null,null,null,null,null,null,null,null,null,null,null,788,3,0,1,0,3]
["Geothermal",0,0.33,0.33,0,789,0,0,0,0,0,0,0,0,0,0,0,0,0,0,0,0,null,null,null,null,null,789,4,67.484971177083708,180.93113522030941,180.93113522030941,null,659,3,48.078914893029626,219.11268798594998,58082.079032373855,null,null,null,null,null,null,null,null,null,null,null,null,null,null,null,null,null,null,null,null,null,null,null,null,null,null,null,null,null,null,null,null,null,null,null,null,null,null,null,null,null,null,null,null,null,null,null,null,null,null,null,null,null,null,null,null,null,null,789,3,0,1,1,0]
["Geothermal",0,0.33,0.33,0.67,791,0,0,0,0,0,0,0,0,0,0,0,0,0,0,0,0,null,null,null,null,null,791,4,67.485076896452554,185.59696548647747,185.59696548647747,null,667,3,48.078914893029626,219.11268798594998,58178.236862159909,null,null,null,null,null,null,null,null,null,null,null,null,null,null,null,null,null,null,null,null,null,null,null,null,null,null,null,null,null,null,null,null,null,null,null,null,null,null,null,null,null,null,null,null,null,null,null,null,null,null,null,null,null,null,null,null,null,null,791,3,0,1,1,2]
["Geothermal",0,0.33,0.33,1,792,0,0,0,0,0,0,0,0,0,0,0,0,0,0,0,0,null,null,null,null,null,792,4,67.48512899564156,187.89506042220739,187.89506042220739,null,671,3,48.078914893029626,219.11268798594998,58226.315777052936,null,null,null,null,null,null,null,null,null,null,null,null,null,null,null,null,null,null,null,null,null,null,null,null,null,null,null,null,null,null,null,null,null,null,null,null,null,null,null,null,null,null,null,null,null,null,null,null,null,null,null,null,null,null,null,null,null,null,792,3,0,1,1,3]
["Geothermal",0,0.33,0.67,0.67,795,0,0,0,0,0,0,0,0,0,0,0,0,0,0,0,0,null,null,null,null,null,795,4,67.485072649154077,197.81931141830597,197.81931141830597,null,1010,4,80.116605263603276,219.95309530347268,58557.771676389078,null,null,null,null,null,null,null,null,null,null,null,null,null,null,null,null,null,null,null,null,null,null,null,null,null,null,null,null,null,null,null,null,null,null,null,null,null,null,null,null,null,null,null,null,null,null,null,null,null,null,null,null,null,null,null,null,null,null,795,3,0,1,2,2]
["Geothermal",0,0.33,0.67,1,796,0,0,0,0,0,0,0,0,0,0,0,0,0,0,0,0,null,null,null,null,null,796,4,67.485124750602253,200.11740676720459,200.11740676720459,null,1164,5,125.66136194993113,220.18177211971593,58683.433038339012,null,null,null,null,null,null,null,null,null,null,null,null,null,null,null,null,null,null,null,null,null,null,null,null,null,null,null,null,null,null,null,null,null,null,null,null,null,null,null,null,null,null,null,null,null,null,null,null,null,null,null,null,null,null,null,null,null,null,796,3,0,1,2,3]
["Geothermal",0,0.33,1,0.67,799,0,0,0,0,0,0,0,0,0,0,0,0,0,0,0,0,null,null,null,null,null,799,4,67.485068597949933,209.68218653059384,209.68218653059384,null,878,4,73.893921289413228,220.44935147949346,58886.076410075468,null,null,null,null,null,null,null,null,null,null,null,null,null,null,null,null,null,null,null,null,null,null,null,null,null,null,null,null,null,null,null,null,null,null,null,null,null,null,null,null,null,null,null,null,null,null,null,null,null,null,null,null,null,null,null,null,null,null,799,3,0,1,3,2]
["Geothermal",0,0.33,1,1,800,0,0,0,0,0,0,0,0,0,0,0,0,0,0,0,0,null,null,null,null,null,800,4,67.485120702450061,211.98028239882782,211.98028239882782,null,1229,5,125.6691497862704,220.49015583851755,59011.745559861738,null,null,null,null,null,null,null,null,null,null,null,null,null,null,null,null,null,null,null,null,null,null,null,null,null,null,null,null,null,null,null,null,null,null,null,null,null,null,null,null,null,null,null,null,null,null,null,null,null,null,null,null,null,null,null,null,null,null,800,3,0,1,3,3]
["Geothermal",0,0.67,0,0.67,803,0,0,0,0,0,0,0,0,0,0,0,0,0,0,0,0,null,null,null,null,null,803,4,73.90005914703795,162.4595528887761,162.4595528887761,null,1167,5,125.66112585499353,220.82142973404376,59291.419906363066,null,null,null,null,null,null,null,null,null,null,null,null,null,null,null,null,null,null,null,null,null,null,null,null,null,null,null,null,null,null,null,null,null,null,null,null,null,null,null,null,null,null,null,null,null,null,null,null,null,null,null,null,null,null,null,null,null,null,803,3,0,2,0,2]
["Geothermal",0,0.67,0,1,804,0,0,0,0,0,0,0,0,0,0,0,0,0,0,0,0,null,null,null,null,null,804,4,73.900147447511657,164.56188337263561,164.56188337263561,null,782,4,61.264152175233171,221.03426544388293,59352.684058538296,null,null,null,null,null,null,null,null,null,null,null,null,null,null,null,null,null,null,null,null,null,null,null,null,null,null,null,null,null,null,null,null,null,null,null,null,null,null,null,null,null,null,null,null,null,null,null,null,null,null,null,null,null,null,null,null,null,null,804,3,0,2,0,3]
["Geothermal",0,0.67,0.33,0.33,806,0,0,0,0,0,0,0,0,0,0,0,0,0,0,0,0,null,null,null,null,null,806,4,73.900105467051674,172.17308290719009,172.17308290719009,null,1011,4,80.116643266852847,221.94749406839432,59563.664122862334,null,null,null,null,null,null,null,null,null,null,null,null,null,null,null,null,null,null,null,null,null,null,null,null,null,null,null,null,null,null,null,null,null,null,null,null,null,null,null,null,null,null,null,null,null,null,null,null,null,null,null,null,null,null,null,null,null,null,806,3,0,2,1,1]
["Geothermal",0,0.67,0.33,0.67,807,0,0,0,0,0,0,0,0,0,0,0,0,0,0,0,0,null,null,null,null,null,807,4,73.900196429652524,174.3391207633195,174.3391207633195,null,1243,5,130.86295516534014,222.50357303728123,59694.527078027677,null,null,null,null,null,null,null,null,null,null,null,null,null,null,null,null,null,null,null,null,null,null,null,null,null,null,null,null,null,null,null,null,null,null,null,null,null,null,null,null,null,null,null,null,null,null,null,null,null,null,null,null,null,null,null,null,null,null,807,3,0,2,1,2]
["Geothermal",0,0.67,0.67,0.33,810,0,0,0,0,0,0,0,0,0,0,0,0,0,0,0,0,null,null,null,null,null,810,4,73.900246073347603,184.41254476439633,184.41254476439633,null,955,4,80.114418939539405,222.69127668643773,59916.020075587083,null,null,null,null,null,null,null,null,null,null,null,null,null,null,null,null,null,null,null,null,null,null,null,null,null,null,null,null,null,null,null,null,null,null,null,null,null,null,null,null,null,null,null,null,null,null,null,null,null,null,null,null,null,null,null,null,null,null,810,3,0,2,2,1]
["Geothermal",0,0.67,0.67,0.67,811,0,0,0,0,0,0,0,0,0,0,0,0,0,0,0,0,null,null,null,null,null,811,4,73.900337077484664,186.57858552945683,186.57858552945683,null,1260,5,136.19225718471111,222.70149324813187,60052.212332771793,null,null,null,null,null,null,null,null,null,null,null,null,null,null,null,null,null,null,null,null,null,null,null,null,null,null,null,null,null,null,null,null,null,null,null,null,null,null,null,null,null,null,null,null,null,null,null,null,null,null,null,null,null,null,null,null,null,null,811,3,0,2,2,2]
["Geothermal",0,0.67,1,0.33,814,0,0,0,0,0,0,0,0,0,0,0,0,0,0,0,0,null,null,null,null,null,814,4,73.900381698246008,196.29192626637743,196.29192626637743,null,407,2,27.340781250000003,223.00863135687121,60180.792782550161,null,null,null,null,null,null,null,null,null,null,null,null,null,null,null,null,null,null,null,null,null,null,null,null,null,null,null,null,null,null,null,null,null,null,null,null,null,null,null,null,null,null,null,null,null,null,null,null,null,null,null,null,null,null,null,null,null,null,814,3,0,2,3,1]
["Geothermal",0,0.67,1,0.67,815,0,0,0,0,0,0,0,0,0,0,0,0,0,0,0,0,null,null,null,null,null,815,4,73.900472727562075,198.45796809069151,198.45796809069151,null,411,2,27.340781250000003,223.00863135687121,60208.133563800162,null,null,null,null,null,null,null,null,null,null,null,null,null,null,null,null,null,null,null,null,null,null,null,null,null,null,null,null,null,null,null,null,null,null,null,null,null,null,null,null,null,null,null,null,null,null,null,null,null,null,null,null,null,null,null,null,null,null,815,3,0,2,3,2]
["Geothermal",0,1,0,0.33,818,0,0,0,0,0,0,0,0,0,0,0,0,0,0,0,0,null,null,null,null,null,818,4,80.117298138571925,150.25572720296645,150.25572720296645,null,19,1,11.120042643046339,223.29803389573274,60377.456865801549,null,null,null,null,null,null,null,null,null,null,null,null,null,null,null,null,null,null,null,null,null,null,null,null,null,null,null,null,null,null,null,null,null,null,null,null,null,null,null,null,null,null,null,null,null,null,null,null,null,null,null,null,null,null,null,null,null,null,818,3,0,3,0,1]
["Geothermal",0,1,0,0.67,819,0,0,0,0,0,0,0,0,0,0,0,0,0,0,0,0,null,null,null,null,null,819,4,80.117381433950356,152.25210306891208,152.25210306891208,null,23,1,11.120042643046339,223.29803389573274,60388.576908444593,null,null,null,null,null,null,null,null,null,null,null,null,null,null,null,null,null,null,null,null,null,null,null,null,null,null,null,null,null,null,null,null,null,null,null,null,null,null,null,null,null,null,null,null,null,null,null,null,null,null,null,null,null,null,null,null,null,null,819,3,0,3,0,2]
["Geothermal",0,1,0.33,0,821,0,0,0,0,0,0,0,0,0,0,0,0,0,0,0,0,null,null,null,null,null,821,4,80.117324372279015,160.19215463050088,160.19215463050088,null,31,1,11.120042643046339,223.29803389573274,60410.816993730681,null,null,null,null,null,null,null,null,null,null,null,null,null,null,null,null,null,null,null,null,null,null,null,null,null,null,null,null,null,null,null,null,null,null,null,null,null,null,null,null,null,null,null,null,null,null,null,null,null,null,null,null,null,null,null,null,null,null,821,3,0,3,1,0]
["Geothermal",0,1,0.33,0.33,822,0,0,0,0,0,0,0,0,0,0,0,0,0,0,0,0,null,null,null,null,null,822,4,80.117405591016535,162.12985234045087,162.12985234045087,null,260,2,23.953124999999993,223.32576675085627,60434.770118730681,null,null,null,null,null,null,null,null,null,null,null,null,null,null,null,null,null,null,null,null,null,null,null,null,null,null,null,null,null,null,null,null,null,null,null,null,null,null,null,null,null,null,null,null,null,null,null,null,null,null,null,null,null,null,null,null,null,null,822,3,0,3,1,1]
["Geothermal",0,1,0.67,0,825,0,0,0,0,0,0,0,0,0,0,0,0,0,0,0,0,null,null,null,null,null,825,4,80.117436647087516,172.42626065652399,172.42626065652399,null,272,2,23.953124999999993,223.32576675085627,60506.629493730681,null,null,null,null,null,null,null,null,null,null,null,null,null,null,null,null,null,null,null,null,null,null,null,null,null,null,null,null,null,null,null,null,null,null,null,null,null,null,null,null,null,null,null,null,null,null,null,null,null,null,null,null,null,null,null,null,null,null,825,3,0,3,2,0]
["Geothermal",0,1,0.67,0.33,826,0,0,0,0,0,0,0,0,0,0,0,0,0,0,0,0,null,null,null,null,null,826,4,80.11751821561549,174.36399161913477,174.36399161913477,null,1184,5,130.85470506755917,223.48649011306591,60637.484198798244,null,null,null,null,null,null,null,null,null,null,null,null,null,null,null,null,null,null,null,null,null,null,null,null,null,null,null,null,null,null,null,null,null,null,null,null,null,null,null,null,null,null,null,null,null,null,null,null,null,null,null,null,null,null,null,null,null,null,826,3,0,3,2,1]
["Geothermal",0,1,1,0,829,0,0,0,0,0,0,0,0,0,0,0,0,0,0,0,0,null,null,null,null,null,829,4,80.117547063874525,184.30068531356494,184.30068531356494,null,1263,5,136.19194736581719,224.04949935356336,60915.057027132847,null,null,null,null,null,null,null,null,null,null,null,null,null,null,null,null,null,null,null,null,null,null,null,null,null,null,null,null,null,null,null,null,null,null,null,null,null,null,null,null,null,null,null,null,null,null,null,null,null,null,null,null,null,null,null,null,null,null,829,3,0,3,3,0]
["Geothermal",0,1,1,0.33,830,0,0,0,0,0,0,0,0,0,0,0,0,0,0,0,0,null,null,null,null,null,830,4,80.11762896093164,186.23844745014006,186.23844745014006,null,913,4,67.485557870110682,224.58499467151717,60982.542585002957,null,null,null,null,null,null,null,null,null,null,null,null,null,null,null,null,null,null,null,null,null,null,null,null,null,null,null,null,null,null,null,null,null,null,null,null,null,null,null,null,null,null,null,null,null,null,null,null,null,null,null,null,null,null,null,null,null,null,830,3,0,3,3,1]
["Geothermal",0.33,0,0,0,833,0,0,0,0,0,0,0,0,0,0,0,0,0,0,0,0,null,null,null,null,null,833,4,61.264764666289835,212.73907841271438,{"$f":"IF(AE1119<0,0,AE1119)","v":212.73907841271438},null,880,4,73.894016102560997,224.71048389825887,61197.815805490136,null,null,null,null,null,null,null,null,null,null,null,null,null,null,null,null,null,null,null,null,null,null,null,null,null,null,null,null,null,null,null,null,null,null,null,null,null,null,null,null,null,null,null,null,null,null,null,null,null,null,null,null,null,null,null,null,null,null,833,3,1,0,0,0]
["Geothermal",0.33,0,0,0.33,834,0,{"$f":"+OFFSET($J$78,$CT1120,0)","v":0},{"$f":"+OFFSET($J$78,$CT1120,1)","v":0},{"$f":"+OFFSET($J$78,$CT1120,2)","v":0},0,{"$f":"+OFFSET($F$78,$CT1120,0)","v":0},0,{"$f":"+OFFSET($C$51,$CT1120,0)/$D$284","v":0},{"$f":"+OFFSET($D$51,$CT1120,0)","v":0},{"$f":"+OFFSET($E$51,$CT1120,0)","v":0},{"$f":"+OFFSET($F$51,$CT1120,0)","v":0},{"$f":"+OFFSET($G$51,$CT1120,0)","v":0},{"$f":"+OFFSET($H$51,$CT1120,0)","v":0},0,{"$f":"+OFFSET($H$78,$CT1120,0)","v":0},{"$f":"+OFFSET($I$78,$CT1120,0)","v":0},null,null,null,null,null,{"$f":"+F1120","v":834},{"$f":"+CT1120+1","v":4},61.264804099443943,215.27064628060899,215.27064628060899,null,935,4,73.898929826753303,225.03280951536891,{"$f":"AL1119+AJ1120","v":61271.714735316891},null,null,null,null,null,null,null,null,null,null,null,null,null,null,null,null,null,null,null,null,null,null,null,null,null,null,null,null,null,null,null,null,null,null,null,null,null,null,null,null,null,null,null,null,null,null,null,null,null,null,null,null,null,null,null,null,null,null,834,3,1,0,0,{"$f":"+MOD($CS1120-1,CX$286)","v":1}]
["Geothermal",0.33,0,0,1,836,0,0,0,0,0,0,0,0,0,0,0,0,0,0,0,0,null,null,null,null,null,836,4,61.264884208447413,220.41049762863406,220.41049762863406,null,1280,5,141.36846763090301,225.14841827737933,61480.567856483351,null,null,null,null,null,null,null,null,null,null,null,null,null,null,null,null,null,null,null,null,null,null,null,null,null,null,null,null,null,null,null,null,null,null,null,null,null,null,null,null,null,null,null,null,null,null,null,null,null,null,null,null,null,null,null,null,null,null,836,3,1,0,0,3]
["Geothermal",0.33,0,0.33,0,837,0,0,0,0,0,0,0,0,0,0,0,0,0,0,0,0,null,null,null,null,null,837,4,61.264742378951837,224.59790853266944,224.59790853266944,null,660,3,48.080798049611381,225.22983806917122,61528.648654532961,null,null,null,null,null,null,null,null,null,null,null,null,null,null,null,null,null,null,null,null,null,null,null,null,null,null,null,null,null,null,null,null,null,null,null,null,null,null,null,null,null,null,null,null,null,null,null,null,null,null,null,null,null,null,null,null,null,null,837,3,1,0,1,0]
["Geothermal",0.33,0,0.33,1,840,0,0,0,0,0,0,0,0,0,0,0,0,0,0,0,0,null,null,null,null,null,840,4,61.264862021639132,232.26935040489826,232.26935040489826,null,672,3,48.080798049611381,225.22983806917122,61672.891048681791,null,null,null,null,null,null,null,null,null,null,null,null,null,null,null,null,null,null,null,null,null,null,null,null,null,null,null,null,null,null,null,null,null,null,null,null,null,null,null,null,null,null,null,null,null,null,null,null,null,null,null,null,null,null,null,null,null,null,840,3,1,0,1,3]
["Geothermal",0.33,0,0.67,0,841,0,0,0,0,0,0,0,0,0,0,0,0,0,0,0,0,null,null,null,null,null,841,4,61.264721300599646,236.81648713718764,236.81648713718764,null,321,2,23.953125000000011,225.6412838839056,61696.844173681791,null,null,null,null,null,null,null,null,null,null,null,null,null,null,null,null,null,null,null,null,null,null,null,null,null,null,null,null,null,null,null,null,null,null,null,null,null,null,null,null,null,null,null,null,null,null,null,null,null,null,null,null,null,null,null,null,null,null,841,3,1,0,2,0]
["Geothermal",0.33,0,0.67,1,844,0,0,0,0,0,0,0,0,0,0,0,0,0,0,0,0,null,null,null,null,null,844,4,61.264841038673218,244.48795049940236,244.48795049940236,null,333,2,23.953125000000011,225.6412838839056,61768.703548681791,null,null,null,null,null,null,null,null,null,null,null,null,null,null,null,null,null,null,null,null,null,null,null,null,null,null,null,null,null,null,null,null,null,null,null,null,null,null,null,null,null,null,null,null,null,null,null,null,null,null,null,null,null,null,null,null,null,null,844,3,1,0,2,3]
["Geothermal",0.33,0,1,0,845,0,0,0,0,0,0,0,0,0,0,0,0,0,0,0,0,null,null,null,null,null,845,4,61.264702494697431,248.67603776945415,248.67603776945415,null,784,4,61.264248023926854,226.17383942927398,61829.967796705721,null,null,null,null,null,null,null,null,null,null,null,null,null,null,null,null,null,null,null,null,null,null,null,null,null,null,null,null,null,null,null,null,null,null,null,null,null,null,null,null,null,null,null,null,null,null,null,null,null,null,null,null,null,null,null,null,null,null,845,3,1,0,3,0]
["Geothermal",0.33,0,1,1,848,0,0,0,0,0,0,0,0,0,0,0,0,0,0,0,0,null,null,null,null,null,848,4,61.26482231813663,256.34752035802433,256.34752035802433,null,936,4,73.898971203405111,227.13181683847142,62032.617144548014,null,null,null,null,null,null,null,null,null,null,null,null,null,null,null,null,null,null,null,null,null,null,null,null,null,null,null,null,null,null,null,null,null,null,null,null,null,null,null,null,null,null,null,null,null,null,null,null,null,null,null,null,null,null,null,null,null,null,848,3,1,0,3,3]
["Geothermal",0.33,0.33,0,0,849,0,0,0,0,0,0,0,0,0,0,0,0,0,0,0,0,null,null,null,null,null,849,4,67.484562126279087,196.28399072560865,196.28399072560865,null,860,4,67.484696562351914,227.33518131533737,62100.101841110365,null,null,null,null,null,null,null,null,null,null,null,null,null,null,null,null,null,null,null,null,null,null,null,null,null,null,null,null,null,null,null,null,null,null,null,null,null,null,null,null,null,null,null,null,null,null,null,null,null,null,null,null,null,null,null,null,null,null,849,3,1,1,0,0]
["Geothermal",0.33,0.33,0,0.67,851,0,0,0,0,0,0,0,0,0,0,0,0,0,0,0,0,null,null,null,null,null,851,4,67.484649280127627,200.94991974139532,200.94991974139532,null,408,2,27.340781250000003,227.72394281585528,62154.783403610367,null,null,null,null,null,null,null,null,null,null,null,null,null,null,null,null,null,null,null,null,null,null,null,null,null,null,null,null,null,null,null,null,null,null,null,null,null,null,null,null,null,null,null,null,null,null,null,null,null,null,null,null,null,null,null,null,null,null,851,3,1,1,0,2]
["Geothermal",0.33,0.33,0,1,852,0,0,0,0,0,0,0,0,0,0,0,0,0,0,0,0,null,null,null,null,null,852,4,67.484692236114654,203.24806515613886,203.24806515613886,null,412,2,27.340781250000003,227.72394281585528,62182.124184860368,null,null,null,null,null,null,null,null,null,null,null,null,null,null,null,null,null,null,null,null,null,null,null,null,null,null,null,null,null,null,null,null,null,null,null,null,null,null,null,null,null,null,null,null,null,null,null,null,null,null,null,null,null,null,null,null,null,null,852,3,1,1,0,3]
["Geothermal",0.33,0.33,0.33,0.67,855,0,0,0,0,0,0,0,0,0,0,0,0,0,0,0,0,null,null,null,null,null,855,4,67.48465129209373,212.81370303978196,212.81370303978196,null,518,3,32.159993461610867,227.9117270117585,62273.784953033588,null,null,null,null,null,null,null,null,null,null,null,null,null,null,null,null,null,null,null,null,null,null,null,null,null,null,null,null,null,null,null,null,null,null,null,null,null,null,null,null,null,null,null,null,null,null,null,null,null,null,null,null,null,null,null,null,null,null,855,3,1,1,1,2]
["Geothermal",0.33,0.33,0.33,1,856,0,0,0,0,0,0,0,0,0,0,0,0,0,0,0,0,null,null,null,null,null,856,4,67.4846942828664,215.11185432806968,215.11185432806968,null,522,3,32.159993461610867,227.9117270117585,62305.944946495198,null,null,null,null,null,null,null,null,null,null,null,null,null,null,null,null,null,null,null,null,null,null,null,null,null,null,null,null,null,null,null,null,null,null,null,null,null,null,null,null,null,null,null,null,null,null,null,null,null,null,null,null,null,null,null,null,null,null,856,3,1,1,1,3]
["Geothermal",0.33,0.33,0.67,0.67,859,0,0,0,0,0,0,0,0,0,0,0,0,0,0,0,0,null,null,null,null,null,859,4,67.484653535556333,225.03702394821897,225.03702394821897,null,24,1,11.120073419036375,227.95251604386777,62360.345086794878,null,null,null,null,null,null,null,null,null,null,null,null,null,null,null,null,null,null,null,null,null,null,null,null,null,null,null,null,null,null,null,null,null,null,null,null,null,null,null,null,null,null,null,null,null,null,null,null,null,null,null,null,null,null,null,null,null,null,859,3,1,1,2,2]
["Geothermal",0.33,0.33,0.67,1,860,0,0,0,0,0,0,0,0,0,0,0,0,0,0,0,0,null,null,null,null,null,860,4,67.484696562351914,227.33518131533737,227.33518131533737,null,28,1,11.120073419036375,227.95251604386777,62371.465160213913,null,null,null,null,null,null,null,null,null,null,null,null,null,null,null,null,null,null,null,null,null,null,null,null,null,null,null,null,null,null,null,null,null,null,null,null,null,null,null,null,null,null,null,null,null,null,null,null,null,null,null,null,null,null,null,null,null,null,860,3,1,1,2,3]
["Geothermal",0.33,0.33,1,0.67,863,0,0,0,0,0,0,0,0,0,0,0,0,0,0,0,0,null,null,null,null,null,863,4,67.484655806320404,236.90085129689558,236.90085129689558,null,465,2,27.340781249999992,229.23896801012481,62535.596165036884,null,null,null,null,null,null,null,null,null,null,null,null,null,null,null,null,null,null,null,null,null,null,null,null,null,null,null,null,null,null,null,null,null,null,null,null,null,null,null,null,null,null,null,null,null,null,null,null,null,null,null,null,null,null,null,null,null,null,863,3,1,1,3,2]
["Geothermal",0.33,0.33,1,1,864,0,0,0,0,0,0,0,0,0,0,0,0,0,0,0,0,null,null,null,null,null,864,4,67.484698843107083,239.19901031218211,239.19901031218211,null,469,2,27.340781249999992,229.23896801012481,62562.936946286885,null,null,null,null,null,null,null,null,null,null,null,null,null,null,null,null,null,null,null,null,null,null,null,null,null,null,null,null,null,null,null,null,null,null,null,null,null,null,null,null,null,null,null,null,null,null,null,null,null,null,null,null,null,null,null,null,null,null,864,3,1,1,3,3]
["Geothermal",0.33,0.67,0,0.67,867,0,0,0,0,0,0,0,0,0,0,0,0,0,0,0,0,null,null,null,null,null,867,4,73.893974818975011,186.66266649062604,186.66266649062604,null,915,4,67.485632847335197,229.25117236394775,62685.10414163422,null,null,null,null,null,null,null,null,null,null,null,null,null,null,null,null,null,null,null,null,null,null,null,null,null,null,null,null,null,null,null,null,null,null,null,null,null,null,null,null,null,null,null,null,null,null,null,null,null,null,null,null,null,null,null,null,null,null,867,3,1,2,0,2]
["Geothermal",0.33,0.67,0,1,868,0,0,0,0,0,0,0,0,0,0,0,0,0,0,0,0,null,null,null,null,null,868,4,73.894021453804356,188.76142283237198,188.76142283237198,null,1227,5,125.66982064394628,229.3992285988445,62810.773962278166,null,null,null,null,null,null,null,null,null,null,null,null,null,null,null,null,null,null,null,null,null,null,null,null,null,null,null,null,null,null,null,null,null,null,null,null,null,null,null,null,null,null,null,null,null,null,null,null,null,null,null,null,null,null,null,null,null,null,868,3,1,2,0,3]
["Geothermal",0.33,0.67,0.33,0.33,870,0,0,0,0,0,0,0,0,0,0,0,0,0,0,0,0,null,null,null,null,null,870,4,73.893924808731185,196.36347132977411,196.36347132977411,null,1230,5,125.66948170051766,229.74769060193557,62997.708266502661,null,null,null,null,null,null,null,null,null,null,null,null,null,null,null,null,null,null,null,null,null,null,null,null,null,null,null,null,null,null,null,null,null,null,null,null,null,null,null,null,null,null,null,null,null,null,null,null,null,null,null,null,null,null,null,null,null,null,870,3,1,2,1,1]
["Geothermal",0.33,0.67,0.33,0.67,871,0,0,0,0,0,0,0,0,0,0,0,0,0,0,0,0,null,null,null,null,null,871,4,73.893972862772912,198.52582958810245,198.52582958810245,null,1013,4,80.116517197227367,229.87232811432472,63077.824783699885,null,null,null,null,null,null,null,null,null,null,null,null,null,null,null,null,null,null,null,null,null,null,null,null,null,null,null,null,null,null,null,null,null,null,null,null,null,null,null,null,null,null,null,null,null,null,null,null,null,null,null,null,null,null,null,null,null,null,871,3,1,2,1,2]
["Geothermal",0.33,0.67,0.67,0.33,874,0,0,0,0,0,0,0,0,0,0,0,0,0,0,0,0,null,null,null,null,null,874,4,73.893922938401303,208.58614479187966,208.58614479187966,null,322,2,23.953124999999996,231.02242810156207,63307.553691717054,null,null,null,null,null,null,null,null,null,null,null,null,null,null,null,null,null,null,null,null,null,null,null,null,null,null,null,null,null,null,null,null,null,null,null,null,null,null,null,null,null,null,null,null,null,null,null,null,null,null,null,null,null,null,null,null,null,null,874,3,1,2,2,1]
["Geothermal",0.33,0.67,0.67,0.67,875,0,0,0,0,0,0,0,0,0,0,0,0,0,0,0,0,null,null,null,null,null,875,4,73.893971017991475,210.74850671489739,210.74850671489739,null,326,2,23.953124999999996,231.02242810156207,63331.506816717054,null,null,null,null,null,null,null,null,null,null,null,null,null,null,null,null,null,null,null,null,null,null,null,null,null,null,null,null,null,null,null,null,null,null,null,null,null,null,null,null,null,null,null,null,null,null,null,null,null,null,null,null,null,null,null,null,null,null,875,3,1,2,2,2]
["Geothermal",0.33,0.67,1,0.33,878,0,0,0,0,0,0,0,0,0,0,0,0,0,0,0,0,null,null,null,null,null,878,4,73.893921289413228,220.44935147949346,220.44935147949346,null,1244,5,130.86339982621979,231.4024865064624,63510.276466543277,null,null,null,null,null,null,null,null,null,null,null,null,null,null,null,null,null,null,null,null,null,null,null,null,null,null,null,null,null,null,null,null,null,null,null,null,null,null,null,null,null,null,null,null,null,null,null,null,null,null,null,null,null,null,null,null,null,null,878,3,1,2,3,1]
["Geothermal",0.33,0.67,1,0.67,879,0,0,0,0,0,0,0,0,0,0,0,0,0,0,0,0,null,null,null,null,null,879,4,73.893969394371112,222.61171703714547,222.61171703714547,null,916,4,67.485669793378548,231.54943921282924,63577.762136336656,null,null,null,null,null,null,null,null,null,null,null,null,null,null,null,null,null,null,null,null,null,null,null,null,null,null,null,null,null,null,null,null,null,null,null,null,null,null,null,null,null,null,null,null,null,null,null,null,null,null,null,null,null,null,null,null,null,null,879,3,1,2,3,2]
["Geothermal",0.33,1,0,0.33,882,0,0,0,0,0,0,0,0,0,0,0,0,0,0,0,0,null,null,null,null,null,882,4,80.114788959720869,172.98996488248224,172.98996488248224,null,861,4,67.484568488774116,232.23489471620891,63799.252137430485,null,null,null,null,null,null,null,null,null,null,null,null,null,null,null,null,null,null,null,null,null,null,null,null,null,null,null,null,null,null,null,null,null,null,null,null,null,null,null,null,null,null,null,null,null,null,null,null,null,null,null,null,null,null,null,null,null,null,882,3,1,3,0,1]
["Geothermal",0.33,1,0,0.67,883,0,0,0,0,0,0,0,0,0,0,0,0,0,0,0,0,null,null,null,null,null,883,4,80.114841083750818,174.98442195037569,174.98442195037569,null,840,4,61.264862021639132,232.26935040489826,63860.516999452127,null,null,null,null,null,null,null,null,null,null,null,null,null,null,null,null,null,null,null,null,null,null,null,null,null,null,null,null,null,null,null,null,null,null,null,null,null,null,null,null,null,null,null,null,null,null,null,null,null,null,null,null,null,null,null,null,null,null,883,3,1,3,0,2]
["Geothermal",0.33,1,0.33,0,885,0,0,0,0,0,0,0,0,0,0,0,0,0,0,0,0,null,null,null,null,null,885,4,80.114733726889412,182.91704605415089,182.91704605415089,null,958,4,80.11437715716994,232.56056644314214,64071.494311578179,null,null,null,null,null,null,null,null,null,null,null,null,null,null,null,null,null,null,null,null,null,null,null,null,null,null,null,null,null,null,null,null,null,null,null,null,null,null,null,null,null,null,null,null,null,null,null,null,null,null,null,null,null,null,null,null,null,null,885,3,1,3,1,0]
["Geothermal",0.33,1,0.33,0.33,886,0,0,0,0,0,0,0,0,0,0,0,0,0,0,0,0,null,null,null,null,null,886,4,80.114784309076995,184.8528437335155,184.8528437335155,null,1264,5,136.19227754072716,232.58931570898079,64207.686589118908,null,null,null,null,null,null,null,null,null,null,null,null,null,null,null,null,null,null,null,null,null,null,null,null,null,null,null,null,null,null,null,null,null,null,null,null,null,null,null,null,null,null,null,null,null,null,null,null,null,null,null,null,null,null,null,null,null,null,{"$f":"+F1172","v":886},{"$f":"+IF(CU1172<CU1171,IF(CT1171+1>CT$286-1,0,CT1171+1),CT1171)","v":3},{"$f":"+IF(CV1172<CV1171,IF(CU1171+1>CU$286-1,0,CU1171+1),CU1171)","v":1},{"$f":"+IF(CW1172<CW1171,IF(CV1171+1>CV$286-1,0,CV1171+1),CV1171)","v":3},{"$f":"+IF(CX1172<CX1171,IF(CW1171+1>CW$286-1,0,CW1171+1),CW1171)","v":1},1]
["Geothermal",0.33,1,0.67,0,889,0,0,0,0,0,0,0,0,0,0,0,0,0,0,0,0,null,null,null,null,null,889,4,80.11472904205236,195.13941890788448,195.13941890788448,null,466,2,27.340781249999996,233.95387981378732,64389.042028802396,null,null,null,null,null,null,null,null,null,null,null,null,null,null,null,null,null,null,null,null,null,null,null,null,null,null,null,null,null,null,null,null,null,null,null,null,null,null,null,null,null,null,null,null,null,null,null,null,null,null,null,null,null,null,null,null,null,null,889,3,1,3,2,0]
["Geothermal",0.33,1,0.67,0.33,890,0,0,0,0,0,0,0,0,0,0,0,0,0,0,0,0,null,null,null,null,null,890,4,80.11477963242173,197.0752176525944,197.0752176525944,null,470,2,27.340781249999996,233.95387981378732,64416.382810052397,null,null,null,null,null,null,null,null,null,null,null,null,null,null,null,null,null,null,null,null,null,null,null,null,null,null,null,null,null,null,null,null,null,null,null,null,null,null,null,null,null,null,null,null,null,null,null,null,null,null,null,null,null,null,null,null,null,null,890,3,1,3,2,1]
["Geothermal",0.33,1,1,0,893,0,0,0,0,0,0,0,0,0,0,0,0,0,0,0,0,null,null,null,null,null,893,4,80.114724609497515,207.00232404808114,207.00232404808114,null,994,4,73.888917211835604,234.11413955655377,64544.953289764235,null,null,null,null,null,null,null,null,null,null,null,null,null,null,null,null,null,null,null,null,null,null,null,null,null,null,null,null,null,null,null,null,null,null,null,null,null,null,null,null,null,null,null,null,null,null,null,null,null,null,null,null,null,null,null,null,null,null,893,3,1,3,3,0]
["Geothermal",0.33,1,1,0.33,894,0,0,0,0,0,0,0,0,0,0,0,0,0,0,0,0,null,null,null,null,null,894,4,80.114775208631187,208.93812392439565,208.93812392439565,null,862,4,67.484611485858792,234.53305199581072,64612.437901250094,null,null,null,null,null,null,null,null,null,null,null,null,null,null,null,null,null,null,null,null,null,null,null,null,null,null,null,null,null,null,null,null,null,null,null,null,null,null,null,null,null,null,null,null,null,null,null,null,null,null,null,null,null,null,null,null,null,null,894,3,1,3,3,1]
["Geothermal",0.67,0,0,0,897,0,0,0,0,0,0,0,0,0,0,0,0,0,0,0,0,null,null,null,null,null,897,4,61.263204818660171,243.3426156535657,{"$f":"IF(AE1183<0,0,AE1183)","v":243.3426156535657},null,1016,4,80.116629100920861,235.7382307732048,64846.567058271474,null,null,null,null,null,null,null,null,null,null,null,null,null,null,null,null,null,null,null,null,null,null,null,null,null,null,null,null,null,null,null,null,null,null,null,null,null,null,null,null,null,null,null,null,null,null,null,null,null,null,null,null,null,null,null,null,null,null,897,3,2,0,0,0]
["Geothermal",0.67,0,0,0.33,898,0,{"$f":"+OFFSET($J$78,$CT1184,0)","v":0},{"$f":"+OFFSET($J$78,$CT1184,1)","v":0},{"$f":"+OFFSET($J$78,$CT1184,2)","v":0},0,{"$f":"+OFFSET($F$78,$CT1184,0)","v":0},0,{"$f":"+OFFSET($C$51,$CT1184,0)/$D$284","v":0},{"$f":"+OFFSET($D$51,$CT1184,0)","v":0},{"$f":"+OFFSET($E$51,$CT1184,0)","v":0},{"$f":"+OFFSET($F$51,$CT1184,0)","v":0},{"$f":"+OFFSET($G$51,$CT1184,0)","v":0},{"$f":"+OFFSET($H$51,$CT1184,0)","v":0},0,{"$f":"+OFFSET($H$78,$CT1184,0)","v":0},{"$f":"+OFFSET($I$78,$CT1184,0)","v":0},null,null,null,null,null,{"$f":"+F1184","v":898},{"$f":"+CT1184+1","v":4},61.263238166894226,245.87424734452472,245.87424734452472,null,995,4,73.888957106352564,236.27750302438355,{"$f":"AL1183+AJ1184","v":64920.456015377829},null,null,null,null,null,null,null,null,null,null,null,null,null,null,null,null,null,null,null,null,null,null,null,null,null,null,null,null,null,null,null,null,null,null,null,null,null,null,null,null,null,null,null,null,null,null,null,null,null,null,null,null,null,null,null,null,null,null,898,3,2,0,0,{"$f":"+MOD($CS1184-1,CX$286)","v":1}]
["Geothermal",0.67,0,0,1,900,0,0,0,0,0,0,0,0,0,0,0,0,0,0,0,0,null,null,null,null,null,900,4,61.263305890217204,251.0142236788306,251.0142236788306,null,725,3,48.074583470285972,236.41504761310304,65016.605182318395,null,null,null,null,null,null,null,null,null,null,null,null,null,null,null,null,null,null,null,null,null,null,null,null,null,null,null,null,null,null,null,null,null,null,null,null,null,null,null,null,null,null,null,null,null,null,null,null,null,null,null,null,null,null,null,null,null,null,900,3,2,0,0,3]
["Geothermal",0.67,0,0.33,0,901,0,0,0,0,0,0,0,0,0,0,0,0,0,0,0,0,null,null,null,null,null,901,4,61.263219368867667,255.20961519807312,255.20961519807312,null,729,3,48.074583470285972,236.41504761310304,65064.679765788678,null,null,null,null,null,null,null,null,null,null,null,null,null,null,null,null,null,null,null,null,null,null,null,null,null,null,null,null,null,null,null,null,null,null,null,null,null,null,null,null,null,null,null,null,null,null,null,null,null,null,null,null,null,null,null,null,null,null,901,3,2,0,1,0]
["Geothermal",0.67,0,0.33,1,904,0,0,0,0,0,0,0,0,0,0,0,0,0,0,0,0,null,null,null,null,null,904,4,61.263320392722726,262.88121033801173,262.88121033801173,null,960,4,80.114464597983712,236.49094620517874,65260.354362116428,null,null,null,null,null,null,null,null,null,null,null,null,null,null,null,null,null,null,null,null,null,null,null,null,null,null,null,null,null,null,null,null,null,null,null,null,null,null,null,null,null,null,null,null,null,null,null,null,null,null,null,null,null,null,null,null,null,null,904,3,2,0,1,3]
["Geothermal",0.67,0,0.67,0,905,0,0,0,0,0,0,0,0,0,0,0,0,0,0,0,0,null,null,null,null,null,905,4,61.263234105749135,267.43615869900572,267.43615869900572,null,323,2,23.953125,236.56665497578368,65284.307487116428,null,null,null,null,null,null,null,null,null,null,null,null,null,null,null,null,null,null,null,null,null,null,null,null,null,null,null,null,null,null,null,null,null,null,null,null,null,null,null,null,null,null,null,null,null,null,null,null,null,null,null,null,null,null,null,null,null,null,905,3,2,0,2,0]
["Geothermal",0.67,0,0.67,1,908,0,0,0,0,0,0,0,0,0,0,0,0,0,0,0,0,null,null,null,null,null,908,4,61.263335081629492,275.10774087070507,275.10774087070507,null,335,2,23.953125,236.56665497578368,65356.166862116428,null,null,null,null,null,null,null,null,null,null,null,null,null,null,null,null,null,null,null,null,null,null,null,null,null,null,null,null,null,null,null,null,null,null,null,null,null,null,null,null,null,null,null,null,null,null,null,null,null,null,null,null,null,null,null,null,null,null,908,3,2,0,2,3]
["Geothermal",0.67,0,1,0,909,0,0,0,0,0,0,0,0,0,0,0,0,0,0,0,0,null,null,null,null,null,909,4,61.263248166806264,279.30303878120344,279.30303878120344,null,841,4,61.264721300599646,236.81648713718764,65417.431583417027,null,null,null,null,null,null,null,null,null,null,null,null,null,null,null,null,null,null,null,null,null,null,null,null,null,null,null,null,null,null,null,null,null,null,null,null,null,null,null,null,null,null,null,null,null,null,null,null,null,null,null,null,null,null,null,null,null,null,909,3,2,0,3,0]
["Geothermal",0.67,0,1,1,912,0,0,0,0,0,0,0,0,0,0,0,0,0,0,0,0,null,null,null,null,null,912,4,61.263349097244962,286.97460866026205,286.97460866026205,null,515,3,32.161869536820646,237.33394562108612,65590.97625656084,null,null,null,null,null,null,null,null,null,null,null,null,null,null,null,null,null,null,null,null,null,null,null,null,null,null,null,null,null,null,null,null,null,null,null,null,null,null,null,null,null,null,null,null,null,null,null,null,null,null,null,null,null,null,null,null,null,null,912,3,2,0,3,3]
["Geothermal",0.67,0.33,0,0,913,0,0,0,0,0,0,0,0,0,0,0,0,0,0,0,0,null,null,null,null,null,913,4,67.485557870110682,224.58499467151717,224.58499467151717,null,519,3,32.161869536820646,237.33394562108612,65623.138126097663,null,null,null,null,null,null,null,null,null,null,null,null,null,null,null,null,null,null,null,null,null,null,null,null,null,null,null,null,null,null,null,null,null,null,null,null,null,null,null,null,null,null,null,null,null,null,null,null,null,null,null,null,null,null,null,null,null,null,913,3,2,1,0,0]
["Geothermal",0.67,0.33,0,0.67,915,0,0,0,0,0,0,0,0,0,0,0,0,0,0,0,0,null,null,null,null,null,915,4,67.485632847335197,229.25117236394775,229.25117236394775,null,527,3,32.161869536820646,237.33394562108612,65687.46186517131,null,null,null,null,null,null,null,null,null,null,null,null,null,null,null,null,null,null,null,null,null,null,null,null,null,null,null,null,null,null,null,null,null,null,null,null,null,null,null,null,null,null,null,null,null,null,null,null,null,null,null,null,null,null,null,null,null,null,915,3,2,1,0,2]
["Geothermal",0.67,0.33,0,1,916,0,0,0,0,0,0,0,0,0,0,0,0,0,0,0,0,null,null,null,null,null,916,4,67.485669793378548,231.54943921282924,231.54943921282924,null,996,4,73.888995828968987,238.37723659085233,65761.350861000275,null,null,null,null,null,null,null,null,null,null,null,null,null,null,null,null,null,null,null,null,null,null,null,null,null,null,null,null,null,null,null,null,null,null,null,null,null,null,null,null,null,null,null,null,null,null,null,null,null,null,null,null,null,null,null,null,null,null,916,3,2,1,0,3]
["Geothermal",0.67,0.33,0.33,0.67,919,0,0,0,0,0,0,0,0,0,0,0,0,0,0,0,0,null,null,null,null,null,919,4,67.485623250425263,241.11267381473903,241.11267381473903,null,467,2,27.340781249999996,238.8116705212218,65981.847382205728,null,null,null,null,null,null,null,null,null,null,null,null,null,null,null,null,null,null,null,null,null,null,null,null,null,null,null,null,null,null,null,null,null,null,null,null,null,null,null,null,null,null,null,null,null,null,null,null,null,null,null,null,null,null,null,null,null,null,919,3,2,1,1,2]
["Geothermal",0.67,0.33,0.33,1,920,0,0,0,0,0,0,0,0,0,0,0,0,0,0,0,0,null,null,null,null,null,920,4,67.48566020319997,243.41094224159448,243.41094224159448,null,471,2,27.340781249999996,238.8116705212218,66009.188163455721,null,null,null,null,null,null,null,null,null,null,null,null,null,null,null,null,null,null,null,null,null,null,null,null,null,null,null,null,null,null,null,null,null,null,null,null,null,null,null,null,null,null,null,null,null,null,null,null,null,null,null,null,null,null,null,null,null,null,920,3,2,1,1,3]
["Geothermal",0.67,0.33,0.67,0.67,923,0,0,0,0,0,0,0,0,0,0,0,0,0,0,0,0,null,null,null,null,null,923,4,67.485613628083527,253.33366836363723,253.33366836363723,null,864,4,67.484698843107083,239.19901031218211,66131.354424798817,null,null,null,null,null,null,null,null,null,null,null,null,null,null,null,null,null,null,null,null,null,null,null,null,null,null,null,null,null,null,null,null,null,null,null,null,null,null,null,null,null,null,null,null,null,null,null,null,null,null,null,null,null,null,null,null,null,null,923,3,2,1,2,2]
["Geothermal",0.67,0.33,0.67,1,924,0,0,0,0,0,0,0,0,0,0,0,0,0,0,0,0,null,null,null,null,null,924,4,67.485650596968057,255.63194026401177,255.63194026401177,null,940,4,73.898188043657342,239.22206342429459,66205.25261284248,null,null,null,null,null,null,null,null,null,null,null,null,null,null,null,null,null,null,null,null,null,null,null,null,null,null,null,null,null,null,null,null,null,null,null,null,null,null,null,null,null,null,null,null,null,null,null,null,null,null,null,null,null,null,null,null,null,null,924,3,2,1,2,3]
["Geothermal",0.67,0.33,1,0.67,927,0,0,0,0,0,0,0,0,0,0,0,0,0,0,0,0,null,null,null,null,null,927,4,67.485604512213314,265.19526708171935,265.19526708171935,null,919,4,67.485623250425263,241.11267381473903,66459.672821864253,null,null,null,null,null,null,null,null,null,null,null,null,null,null,null,null,null,null,null,null,null,null,null,null,null,null,null,null,null,null,null,null,null,null,null,null,null,null,null,null,null,null,null,null,null,null,null,null,null,null,null,null,null,null,null,null,null,null,927,3,2,1,3,2]
["Geothermal",0.67,0.33,1,1,928,0,0,0,0,0,0,0,0,0,0,0,0,0,0,0,0,null,null,null,null,null,928,4,67.485641487360169,267.4935404542889,267.4935404542889,null,1248,5,130.86338041573453,241.2869964538308,66590.536202279982,null,null,null,null,null,null,null,null,null,null,null,null,null,null,null,null,null,null,null,null,null,null,null,null,null,null,null,null,null,null,null,null,null,null,null,null,null,null,null,null,null,null,null,null,null,null,null,null,null,null,null,null,null,null,null,null,null,null,928,3,2,1,3,3]
["Geothermal",0.67,0.67,0,0.67,931,0,0,0,0,0,0,0,0,0,0,0,0,0,0,0,0,null,null,null,null,null,931,4,73.899928611874344,213.33883386745345,213.33883386745345,null,332,2,23.953124999999989,241.94783343800856,66662.395577279982,null,null,null,null,null,null,null,null,null,null,null,null,null,null,null,null,null,null,null,null,null,null,null,null,null,null,null,null,null,null,null,null,null,null,null,null,null,null,null,null,null,null,null,null,null,null,null,null,null,null,null,null,null,null,null,null,null,null,931,3,2,2,0,2]
["Geothermal",0.67,0.67,0,1,932,0,0,0,0,0,0,0,0,0,0,0,0,0,0,0,0,null,null,null,null,null,932,4,73.899971329983543,215.43805042112965,215.43805042112965,null,336,2,23.953124999999989,241.94783343800856,66686.348702279982,null,null,null,null,null,null,null,null,null,null,null,null,null,null,null,null,null,null,null,null,null,null,null,null,null,null,null,null,null,null,null,null,null,null,null,null,null,null,null,null,null,null,null,null,null,null,null,null,null,null,null,null,null,null,null,null,null,null,932,3,2,2,0,3]
["Geothermal",0.67,0.67,0.33,0.33,934,0,0,0,0,0,0,0,0,0,0,0,0,0,0,0,0,null,null,null,null,null,934,4,73.898887278370054,222.87020778271716,222.87020778271716,null,1017,4,80.116466036198119,242.08680450193725,66827.729969825872,null,null,null,null,null,null,null,null,null,null,null,null,null,null,null,null,null,null,null,null,null,null,null,null,null,null,null,null,null,null,null,null,null,null,null,null,null,null,null,null,null,null,null,null,null,null,null,null,null,null,null,null,null,null,null,null,null,null,934,3,2,2,1,1]
["Geothermal",0.67,0.67,0.33,0.67,935,0,0,0,0,0,0,0,0,0,0,0,0,0,0,0,0,null,null,null,null,null,935,4,73.898929826753303,225.03280951536891,225.03280951536891,null,722,3,48.076202617882977,242.53211759851223,66875.806172443758,null,null,null,null,null,null,null,null,null,null,null,null,null,null,null,null,null,null,null,null,null,null,null,null,null,null,null,null,null,null,null,null,null,null,null,null,null,null,null,null,null,null,null,null,null,null,null,null,null,null,null,null,null,null,null,null,null,null,935,3,2,2,1,2]
["Geothermal",0.67,0.67,0.67,0.33,938,0,0,0,0,0,0,0,0,0,0,0,0,0,0,0,0,null,null,null,null,null,938,4,73.898106398823643,234.96081102501734,234.96081102501734,null,734,3,48.076202617882977,242.53211759851223,67020.034780297414,null,null,null,null,null,null,null,null,null,null,null,null,null,null,null,null,null,null,null,null,null,null,null,null,null,null,null,null,null,null,null,null,null,null,null,null,null,null,null,null,null,null,null,null,null,null,null,null,null,null,null,null,null,null,null,null,null,null,938,3,2,2,2,1]
["Geothermal",0.67,0.67,0.67,0.67,939,0,0,0,0,0,0,0,0,0,0,0,0,0,0,0,0,null,null,null,null,null,939,4,73.898147800665171,237.12323354559697,237.12323354559697,null,897,4,61.263204818660171,243.3426156535657,67081.297985116078,null,null,null,null,null,null,null,null,null,null,null,null,null,null,null,null,null,null,null,null,null,null,null,null,null,null,null,null,null,null,null,null,null,null,null,null,null,null,null,null,null,null,null,null,null,null,null,null,null,null,null,null,null,null,null,null,null,null,939,3,2,2,2,2]
["Geothermal",0.67,0.67,1,0.33,942,0,0,0,0,0,0,0,0,0,0,0,0,0,0,0,0,null,null,null,null,null,942,4,73.897526068179857,246.72600064003814,246.72600064003814,null,472,2,27.340781249999996,243.52658776275524,67203.465207819259,null,null,null,null,null,null,null,null,null,null,null,null,null,null,null,null,null,null,null,null,null,null,null,null,null,null,null,null,null,null,null,null,null,null,null,null,null,null,null,null,null,null,null,null,null,null,null,null,null,null,null,null,null,null,null,null,null,null,942,3,2,2,3,1]
["Geothermal",0.67,0.67,1,0.67,943,0,0,0,0,0,0,0,0,0,0,0,0,0,0,0,0,null,null,null,null,null,943,4,73.897567480048593,248.88843615403152,248.88843615403152,null,476,2,27.340781249999996,243.52658776275524,67230.805989069253,null,null,null,null,null,null,null,null,null,null,null,null,null,null,null,null,null,null,null,null,null,null,null,null,null,null,null,null,null,null,null,null,null,null,null,null,null,null,null,null,null,null,null,null,null,null,null,null,null,null,null,null,null,null,null,null,null,null,943,3,2,2,3,2]
["Geothermal",0.67,1,0,0.33,946,0,0,0,0,0,0,0,0,0,0,0,0,0,0,0,0,null,null,null,null,null,946,4,80.114369844526607,196.60969863585399,196.60969863585399,null,1018,4,80.116502994777719,244.02255976774137,67412.15222266299,null,null,null,null,null,null,null,null,null,null,null,null,null,null,null,null,null,null,null,null,null,null,null,null,null,null,null,null,null,null,null,null,null,null,null,null,null,null,null,null,null,null,null,null,null,null,null,null,null,null,null,null,null,null,null,null,null,null,946,3,2,3,0,1]
["Geothermal",0.67,1,0,0.67,947,0,0,0,0,0,0,0,0,0,0,0,0,0,0,0,0,null,null,null,null,null,947,4,80.114414125982918,198.60420763875288,198.60420763875288,null,385,2,23.953125,244.35135269750774,67436.10534766299,null,null,null,null,null,null,null,null,null,null,null,null,null,null,null,null,null,null,null,null,null,null,null,null,null,null,null,null,null,null,null,null,null,null,null,null,null,null,null,null,null,null,null,null,null,null,null,null,null,null,null,null,null,null,null,null,null,null,947,3,2,3,0,2]
["Geothermal",0.67,1,0.33,0,949,0,0,0,0,0,0,0,0,0,0,0,0,0,0,0,0,null,null,null,null,null,949,4,80.114329083119273,206.53760829850478,206.53760829850478,null,393,2,23.953125,244.35135269750774,67484.01159766299,null,null,null,null,null,null,null,null,null,null,null,null,null,null,null,null,null,null,null,null,null,null,null,null,null,null,null,null,null,null,null,null,null,null,null,null,null,null,null,null,null,null,null,null,null,null,null,null,null,null,null,null,null,null,null,null,null,null,949,3,2,3,1,0]
["Geothermal",0.67,1,0.33,0.33,950,0,0,0,0,0,0,0,0,0,0,0,0,0,0,0,0,null,null,null,null,null,950,4,80.114372080005282,208.47345956913637,208.47345956913637,null,397,2,23.953125,244.35135269750774,67507.96472266299,null,null,null,null,null,null,null,null,null,null,null,null,null,null,null,null,null,null,null,null,null,null,null,null,null,null,null,null,null,null,null,null,null,null,null,null,null,null,null,null,null,null,null,null,null,null,null,null,null,null,null,null,null,null,null,null,null,null,{"$f":"+F1236","v":950},{"$f":"+IF(CU1236<CU1235,IF(CT1235+1>CT$286-1,0,CT1235+1),CT1235)","v":3},{"$f":"+IF(CV1236<CV1235,IF(CU1235+1>CU$286-1,0,CU1235+1),CU1235)","v":2},{"$f":"+IF(CW1236<CW1235,IF(CV1235+1>CV$286-1,0,CV1235+1),CV1235)","v":3},{"$f":"+IF(CX1236<CX1235,IF(CW1235+1>CW$286-1,0,CW1235+1),CW1235)","v":1},1]
["Geothermal",0.67,1,0.67,0,953,0,0,0,0,0,0,0,0,0,0,0,0,0,0,0,0,null,null,null,null,null,953,4,80.114331553144609,218.76090106316238,218.76090106316238,null,898,4,61.263238166894226,245.87424734452472,67704.390287787493,null,null,null,null,null,null,null,null,null,null,null,null,null,null,null,null,null,null,null,null,null,null,null,null,null,null,null,null,null,null,null,null,null,null,null,null,null,null,null,null,null,null,null,null,null,null,null,null,null,null,null,null,null,null,null,null,null,null,953,3,2,3,2,0]
["Geothermal",0.67,1,0.67,0.33,954,0,0,0,0,0,0,0,0,0,0,0,0,0,0,0,0,null,null,null,null,null,954,4,80.114374585690399,220.69675739926177,220.69675739926177,null,998,4,73.888988013360645,245.99121173452352,67778.279275800858,null,null,null,null,null,null,null,null,null,null,null,null,null,null,null,null,null,null,null,null,null,null,null,null,null,null,null,null,null,null,null,null,null,null,null,null,null,null,null,null,null,null,null,null,null,null,null,null,null,null,null,null,null,null,null,null,null,null,954,3,2,3,2,1]
["Geothermal",0.67,1,1,0,957,0,0,0,0,0,0,0,0,0,0,0,0,0,0,0,0,null,null,null,null,null,957,4,80.114334114237536,230.62470866162943,230.62470866162943,null,520,3,32.163703540763827,246.47924747131978,67922.72322396854,null,null,null,null,null,null,null,null,null,null,null,null,null,null,null,null,null,null,null,null,null,null,null,null,null,null,null,null,null,null,null,null,null,null,null,null,null,null,null,null,null,null,null,null,null,null,null,null,null,null,null,null,null,null,null,null,null,null,957,3,2,3,3,0]
["Geothermal",0.67,1,1,0.33,958,0,0,0,0,0,0,0,0,0,0,0,0,0,0,0,0,null,null,null,null,null,958,4,80.11437715716994,232.56056644314214,232.56056644314214,null,524,3,32.163703540763827,246.47924747131978,67954.886927509302,null,null,null,null,null,null,null,null,null,null,null,null,null,null,null,null,null,null,null,null,null,null,null,null,null,null,null,null,null,null,null,null,null,null,null,null,null,null,null,null,null,null,null,null,null,null,null,null,null,null,null,null,null,null,null,null,null,null,958,3,2,3,3,1]
["Geothermal",1,0,0,0,961,0,0,0,0,0,0,0,0,0,0,0,0,0,0,0,0,null,null,null,null,null,961,4,61.265145256014605,273.9063986111961,{"$f":"IF(AE1247<0,0,AE1247)","v":273.9063986111961},null,1020,4,80.116578069670439,247.95273115326685,68141.064735187916,null,null,null,null,null,null,null,null,null,null,null,null,null,null,null,null,null,null,null,null,null,null,null,null,null,null,null,null,null,null,null,null,null,null,null,null,null,null,null,null,null,null,null,null,null,null,null,null,null,null,null,null,null,null,null,null,null,null,961,3,3,0,0,0]
["Geothermal",1,0,0,0.33,962,0,{"$f":"+OFFSET($J$78,$CT1248,0)","v":0},{"$f":"+OFFSET($J$78,$CT1248,1)","v":0},{"$f":"+OFFSET($J$78,$CT1248,2)","v":0},0,{"$f":"+OFFSET($F$78,$CT1248,0)","v":0},0,{"$f":"+OFFSET($C$51,$CT1248,0)/$D$284","v":0},{"$f":"+OFFSET($D$51,$CT1248,0)","v":0},{"$f":"+OFFSET($E$51,$CT1248,0)","v":0},{"$f":"+OFFSET($F$51,$CT1248,0)","v":0},{"$f":"+OFFSET($G$51,$CT1248,0)","v":0},{"$f":"+OFFSET($H$51,$CT1248,0)","v":0},0,{"$f":"+OFFSET($H$78,$CT1248,0)","v":0},{"$f":"+OFFSET($I$78,$CT1248,0)","v":0},null,null,null,null,null,{"$f":"+F1248","v":962},{"$f":"+CT1248+1","v":4},61.265169446456042,276.43663081994134,276.43663081994134,null,999,4,73.88902785103582,248.15456293565447,{"$f":"AL1247+AJ1248","v":68214.953763038953},null,null,null,null,null,null,null,null,null,null,null,null,null,null,null,null,null,null,null,null,null,null,null,null,null,null,null,null,null,null,null,null,null,null,null,null,null,null,null,null,null,null,null,null,null,null,null,null,null,null,null,null,null,null,null,null,null,null,962,3,3,0,0,{"$f":"+MOD($CS1248-1,CX$286)","v":1}]
["Geothermal",1,0,0,1,964,0,0,0,0,0,0,0,0,0,0,0,0,0,0,0,0,null,null,null,null,null,964,4,61.265218601682832,281.57377526235393,281.57377526235393,null,245,1,20.096580199372713,248.30502059286977,68255.1469234377,null,null,null,null,null,null,null,null,null,null,null,null,null,null,null,null,null,null,null,null,null,null,null,null,null,null,null,null,null,null,null,null,null,null,null,null,null,null,null,null,null,null,null,null,null,null,null,null,null,null,null,null,null,null,null,null,null,null,964,3,3,0,0,3]
["Geothermal",1,0,0.33,0,965,0,0,0,0,0,0,0,0,0,0,0,0,0,0,0,0,null,null,null,null,null,965,4,61.265130503128901,285.76566941500403,285.76566941500403,null,249,1,20.096580199372713,248.30502059286977,68275.243503637073,null,null,null,null,null,null,null,null,null,null,null,null,null,null,null,null,null,null,null,null,null,null,null,null,null,null,null,null,null,null,null,null,null,null,null,null,null,null,null,null,null,null,null,null,null,null,null,null,null,null,null,null,null,null,null,null,null,null,965,3,3,0,1,0]
["Geothermal",1,0,0.33,1,968,0,0,0,0,0,0,0,0,0,0,0,0,0,0,0,0,null,null,null,null,null,968,4,61.265203856020776,293.43304944644336,293.43304944644336,null,1232,5,125.67015942888023,248.54352447059424,68482.273515796551,null,null,null,null,null,null,null,null,null,null,null,null,null,null,null,null,null,null,null,null,null,null,null,null,null,null,null,null,null,null,null,null,null,null,null,null,null,null,null,null,null,null,null,null,null,null,null,null,null,null,null,null,null,null,null,null,null,null,968,3,3,0,1,3]
["Geothermal",1,0,0.67,0,969,0,0,0,0,0,0,0,0,0,0,0,0,0,0,0,0,null,null,null,null,null,969,4,61.265115215208972,297.98428730716938,297.98428730716938,null,921,4,67.485538604348761,248.66748038417521,68549.7590544009,null,null,null,null,null,null,null,null,null,null,null,null,null,null,null,null,null,null,null,null,null,null,null,null,null,null,null,null,null,null,null,null,null,null,null,null,null,null,null,null,null,null,null,null,null,null,null,null,null,null,null,null,null,null,null,null,null,null,969,3,3,0,2,0]
["Geothermal",1,0,0.67,1,972,0,0,0,0,0,0,0,0,0,0,0,0,0,0,0,0,null,null,null,null,null,972,4,61.265188580195314,305.65167214368375,305.65167214368375,null,727,3,48.077881889658848,248.83488026185253,68707.179520674923,null,null,null,null,null,null,null,null,null,null,null,null,null,null,null,null,null,null,null,null,null,null,null,null,null,null,null,null,null,null,null,null,null,null,null,null,null,null,null,null,null,null,null,null,null,null,null,null,null,null,null,null,null,null,null,null,null,null,972,3,3,0,2,3]
["Geothermal",1,0,1,0,973,0,0,0,0,0,0,0,0,0,0,0,0,0,0,0,0,null,null,null,null,null,973,4,61.265100297832078,309.84351183786868,309.84351183786868,null,731,3,48.077881889658848,248.83488026185253,68755.257402564588,null,null,null,null,null,null,null,null,null,null,null,null,null,null,null,null,null,null,null,null,null,null,null,null,null,null,null,null,null,null,null,null,null,null,null,null,null,null,null,null,null,null,null,null,null,null,null,null,null,null,null,null,null,null,null,null,null,null,973,3,3,0,3,0]
["Geothermal",1,0,1,1,976,0,0,0,0,0,0,0,0,0,0,0,0,0,0,0,0,null,null,null,null,null,976,4,61.265173679089138,317.51090262567652,317.51090262567652,null,386,2,23.953124999999996,249.72890247182318,68901.185976934299,null,null,null,null,null,null,null,null,null,null,null,null,null,null,null,null,null,null,null,null,null,null,null,null,null,null,null,null,null,null,null,null,null,null,null,null,null,null,null,null,null,null,null,null,null,null,null,null,null,null,null,null,null,null,null,null,null,null,976,3,3,0,3,3]
["Geothermal",1,0.33,0,0,977,0,0,0,0,0,0,0,0,0,0,0,0,0,0,0,0,null,null,null,null,null,977,4,67.491032601038143,253.1691626978286,253.1691626978286,null,390,2,23.953124999999996,249.72890247182318,68925.139101934299,null,null,null,null,null,null,null,null,null,null,null,null,null,null,null,null,null,null,null,null,null,null,null,null,null,null,null,null,null,null,null,null,null,null,null,null,null,null,null,null,null,null,null,null,null,null,null,null,null,null,null,null,null,null,null,null,null,null,977,3,3,1,0,0]
["Geothermal",1,0.33,0,0.67,979,0,0,0,0,0,0,0,0,0,0,0,0,0,0,0,0,null,null,null,null,null,979,4,67.491110227881052,257.83803286365452,257.83803286365452,null,398,2,23.953124999999996,249.72890247182318,68973.045351934299,null,null,null,null,null,null,null,null,null,null,null,null,null,null,null,null,null,null,null,null,null,null,null,null,null,null,null,null,null,null,null,null,null,null,null,null,null,null,null,null,null,null,null,null,null,null,null,null,null,null,null,null,null,null,null,null,null,null,979,3,3,1,0,2]
["Geothermal",1,0.33,0,1,980,0,0,0,0,0,0,0,0,0,0,0,0,0,0,0,0,null,null,null,null,null,980,4,67.491148514821447,260.13763486934721,260.13763486934721,null,1000,4,73.889066518611031,250.25428462318251,69046.934418452904,null,null,null,null,null,null,null,null,null,null,null,null,null,null,null,null,null,null,null,null,null,null,null,null,null,null,null,null,null,null,null,null,null,null,null,null,null,null,null,null,null,null,null,null,null,null,null,null,null,null,null,null,null,null,null,null,null,null,980,3,3,1,0,3]
["Geothermal",1,0.33,0.33,0.67,983,0,0,0,0,0,0,0,0,0,0,0,0,0,0,0,0,null,null,null,null,null,983,4,67.491072637397806,269.69264686456819,269.69264686456819,null,250,1,20.096608257076625,250.88145652423412,69107.224243224147,null,null,null,null,null,null,null,null,null,null,null,null,null,null,null,null,null,null,null,null,null,null,null,null,null,null,null,null,null,null,null,null,null,null,null,null,null,null,null,null,null,null,null,null,null,null,null,null,null,null,null,null,null,null,null,null,null,null,983,3,3,1,1,2]
["Geothermal",1,0.33,0.33,1,984,0,0,0,0,0,0,0,0,0,0,0,0,0,0,0,0,null,null,null,null,null,984,4,67.491111025258789,271.99227332103624,271.99227332103624,null,254,1,20.096608257076625,250.88145652423412,69127.320851481229,null,null,null,null,null,null,null,null,null,null,null,null,null,null,null,null,null,null,null,null,null,null,null,null,null,null,null,null,null,null,null,null,null,null,null,null,null,null,null,null,null,null,null,null,null,null,null,null,null,null,null,null,null,null,null,null,null,null,984,3,3,1,1,3]
["Geothermal",1,0.33,0.67,0.67,987,0,0,0,0,0,0,0,0,0,0,0,0,0,0,0,0,null,null,null,null,null,987,4,67.4910348015446,281.90670199379713,281.90670199379713,null,900,4,61.263305890217204,251.0142236788306,69329.967340640695,null,null,null,null,null,null,null,null,null,null,null,null,null,null,null,null,null,null,null,null,null,null,null,null,null,null,null,null,null,null,null,null,null,null,null,null,null,null,null,null,null,null,null,null,null,null,null,null,null,null,null,null,null,null,null,null,null,null,987,3,3,1,2,2]
["Geothermal",1,0.33,0.67,1,988,0,0,0,0,0,0,0,0,0,0,0,0,0,0,0,0,null,null,null,null,null,988,4,67.491073292358607,284.20635338032764,284.20635338032764,null,846,4,61.264742021169504,251.20762665844393,69391.232082661867,null,null,null,null,null,null,null,null,null,null,null,null,null,null,null,null,null,null,null,null,null,null,null,null,null,null,null,null,null,null,null,null,null,null,null,null,null,null,null,null,null,null,null,null,null,null,null,null,null,null,null,null,null,null,null,null,null,null,988,3,3,1,2,3]
["Geothermal",1,0.33,1,0.67,991,0,0,0,0,0,0,0,0,0,0,0,0,0,0,0,0,null,null,null,null,null,991,4,67.490998935194483,293.76172185627638,293.76172185627638,null,243,1,20.096637177125203,253.53596523982102,69546.305366068118,null,null,null,null,null,null,null,null,null,null,null,null,null,null,null,null,null,null,null,null,null,null,null,null,null,null,null,null,null,null,null,null,null,null,null,null,null,null,null,null,null,null,null,null,null,null,null,null,null,null,null,null,null,null,null,null,null,null,991,3,3,1,3,2]
["Geothermal",1,0.33,1,1,992,0,0,0,0,0,0,0,0,0,0,0,0,0,0,0,0,null,null,null,null,null,992,4,67.491037524945966,296.06139718796675,296.06139718796675,null,247,1,20.096637177125203,253.53596523982102,69566.402003245239,null,null,null,null,null,null,null,null,null,null,null,null,null,null,null,null,null,null,null,null,null,null,null,null,null,null,null,null,null,null,null,null,null,null,null,null,null,null,null,null,null,null,null,null,null,null,null,null,null,null,null,null,null,null,null,null,null,null,992,3,3,1,3,3]
["Geothermal",1,0.67,0,0.67,995,0,0,0,0,0,0,0,0,0,0,0,0,0,0,0,0,null,null,null,null,null,995,4,73.888957106352564,236.27750302438355,236.27750302438355,null,847,4,61.264782761139202,253.81593073902167,69667.860060360617,null,null,null,null,null,null,null,null,null,null,null,null,null,null,null,null,null,null,null,null,null,null,null,null,null,null,null,null,null,null,null,null,null,null,null,null,null,null,null,null,null,null,null,null,null,null,null,null,null,null,null,null,null,null,null,null,null,null,995,3,3,2,0,2]
["Geothermal",1,0.67,0,1,996,0,0,0,0,0,0,0,0,0,0,0,0,0,0,0,0,null,null,null,null,null,996,4,73.888995828968987,238.37723659085233,238.37723659085233,null,1021,4,80.116417872532068,253.94227901274607,69747.976478233148,null,null,null,null,null,null,null,null,null,null,null,null,null,null,null,null,null,null,null,null,null,null,null,null,null,null,null,null,null,null,null,null,null,null,null,null,null,null,null,null,null,null,null,null,null,null,null,null,null,null,null,null,null,null,null,null,null,null,996,3,3,2,0,3]
["Geothermal",1,0.67,0.33,0.33,998,0,0,0,0,0,0,0,0,0,0,0,0,0,0,0,0,null,null,null,null,null,998,4,73.888988013360645,245.99121173452352,245.99121173452352,null,728,3,48.079517515597281,254.95226947682545,69844.135513264337,null,null,null,null,null,null,null,null,null,null,null,null,null,null,null,null,null,null,null,null,null,null,null,null,null,null,null,null,null,null,null,null,null,null,null,null,null,null,null,null,null,null,null,null,null,null,null,null,null,null,null,null,null,null,null,null,null,null,998,3,3,2,1,1]
["Geothermal",1,0.67,0.33,0.67,999,0,0,0,0,0,0,0,0,0,0,0,0,0,0,0,0,null,null,null,null,null,999,4,73.88902785103582,248.15456293565447,248.15456293565447,null,732,3,48.079517515597281,254.95226947682545,69892.215030779931,null,null,null,null,null,null,null,null,null,null,null,null,null,null,null,null,null,null,null,null,null,null,null,null,null,null,null,null,null,null,null,null,null,null,null,null,null,null,null,null,null,null,null,null,null,null,null,null,null,null,null,null,null,null,null,null,null,null,999,3,3,2,1,2]
["Geothermal",1,0.67,0.67,0.33,1002,0,0,0,0,0,0,0,0,0,0,0,0,0,0,0,0,null,null,null,null,null,1002,4,73.889059846630559,258.22798217497774,258.22798217497774,null,387,2,23.953125000000004,255.26940255416906,70025.510892664388,null,null,null,null,null,null,null,null,null,null,null,null,null,null,null,null,null,null,null,null,null,null,null,null,null,null,null,null,null,null,null,null,null,null,null,null,null,null,null,null,null,null,null,null,null,null,null,null,null,null,null,null,null,null,null,null,null,null,1002,3,3,2,2,1]
["Geothermal",1,0.67,0.67,0.67,1003,0,0,0,0,0,0,0,0,0,0,0,0,0,0,0,0,null,null,null,null,null,1003,4,73.889099626991978,260.39132099720081,260.39132099720081,null,391,2,23.953125000000004,255.26940255416906,70049.464017664388,null,null,null,null,null,null,null,null,null,null,null,null,null,null,null,null,null,null,null,null,null,null,null,null,null,null,null,null,null,null,null,null,null,null,null,null,null,null,null,null,null,null,null,null,null,null,null,null,null,null,null,null,null,null,null,null,null,null,1003,3,3,2,2,2]
["Geothermal",1,0.67,1,0.33,1006,0,0,0,0,0,0,0,0,0,0,0,0,0,0,0,0,null,null,null,null,null,1006,4,73.889128503637139,270.10464415517544,270.10464415517544,null,978,4,67.49107081720058,255.4687523260109,70164.861338481584,null,null,null,null,null,null,null,null,null,null,null,null,null,null,null,null,null,null,null,null,null,null,null,null,null,null,null,null,null,null,null,null,null,null,null,null,null,null,null,null,null,null,null,null,null,null,null,null,null,null,null,null,null,null,null,null,null,null,1006,3,3,2,3,1]
["Geothermal",1,0.67,1,0.67,1007,0,0,0,0,0,0,0,0,0,0,0,0,0,0,0,0,null,null,null,null,null,1007,4,73.889168229568909,272.26797121127805,272.26797121127805,null,924,4,67.485650596968057,255.63194026401177,70232.346989078549,null,null,null,null,null,null,null,null,null,null,null,null,null,null,null,null,null,null,null,null,null,null,null,null,null,null,null,null,null,null,null,null,null,null,null,null,null,null,null,null,null,null,null,null,null,null,null,null,null,null,null,null,null,null,null,null,null,null,1007,3,3,2,3,2]
["Geothermal",1,1,0,0.33,1010,0,0,0,0,0,0,0,0,0,0,0,0,0,0,0,0,null,null,null,null,null,1010,4,80.116605263603276,219.95309530347268,219.95309530347268,null,248,1,20.096665258347212,256.11239916862155,70352.656774466843,null,null,null,null,null,null,null,null,null,null,null,null,null,null,null,null,null,null,null,null,null,null,null,null,null,null,null,null,null,null,null,null,null,null,null,null,null,null,null,null,null,null,null,null,null,null,null,null,null,null,null,null,null,null,null,null,null,null,1010,3,3,3,0,1]
["Geothermal",1,1,0,0.67,1011,0,0,0,0,0,0,0,0,0,0,0,0,0,0,0,0,null,null,null,null,null,1011,4,80.116643266852847,221.94749406839432,221.94749406839432,null,252,1,20.096665258347212,256.11239916862155,70372.753439725187,null,null,null,null,null,null,null,null,null,null,null,null,null,null,null,null,null,null,null,null,null,null,null,null,null,null,null,null,null,null,null,null,null,null,null,null,null,null,null,null,null,null,null,null,null,null,null,null,null,null,null,null,null,null,null,null,null,null,1011,3,3,3,0,2]
["Geothermal",1,1,0.33,0,1013,0,0,0,0,0,0,0,0,0,0,0,0,0,0,0,0,null,null,null,null,null,1013,4,80.116517197227367,229.87232811432472,229.87232811432472,null,1001,4,73.88902123799555,256.12826945328243,70466.739126221524,null,null,null,null,null,null,null,null,null,null,null,null,null,null,null,null,null,null,null,null,null,null,null,null,null,null,null,null,null,null,null,null,null,null,null,null,null,null,null,null,null,null,null,null,null,null,null,null,null,null,null,null,null,null,null,null,null,null,1013,3,3,3,1,0]
["Geothermal",1,1,0.33,0.33,1014,0,0,0,0,0,0,0,0,0,0,0,0,0,0,0,0,null,null,null,null,null,1014,4,80.11655411290559,231.8080754487037,231.8080754487037,null,848,4,61.26482231813663,256.34752035802433,70528.003948539656,null,null,null,null,null,null,null,null,null,null,null,null,null,null,null,null,null,null,null,null,null,null,null,null,null,null,null,null,null,null,null,null,null,null,null,null,null,null,null,null,null,null,null,null,null,null,null,null,null,null,null,null,null,null,null,null,null,null,{"$f":"+F1300","v":1014},{"$f":"+IF(CU1300<CU1299,IF(CT1299+1>CT$286-1,0,CT1299+1),CT1299)","v":3},{"$f":"+IF(CV1300<CV1299,IF(CU1299+1>CU$286-1,0,CU1299+1),CU1299)","v":3},{"$f":"+IF(CW1300<CW1299,IF(CV1299+1>CV$286-1,0,CV1299+1),CV1299)","v":3},{"$f":"+IF(CX1300<CX1299,IF(CW1299+1>CW$286-1,0,CW1299+1),CW1299)","v":1},1]
["Geothermal",1,1,0.67,0,1017,0,0,0,0,0,0,0,0,0,0,0,0,0,0,0,0,null,null,null,null,null,1017,4,80.116466036198119,242.08680450193725,242.08680450193725,null,1023,4,80.116493004628254,257.87246451925546,70736.874804473468,null,null,null,null,null,null,null,null,null,null,null,null,null,null,null,null,null,null,null,null,null,null,null,null,null,null,null,null,null,null,null,null,null,null,null,null,null,null,null,null,null,null,null,null,null,null,null,null,null,null,null,null,null,null,null,null,null,null,1017,3,3,3,2,0]
["Geothermal",1,1,0.67,0.33,1018,0,0,0,0,0,0,0,0,0,0,0,0,0,0,0,0,null,null,null,null,null,1018,4,80.116502994777719,244.02255976774137,244.02255976774137,null,1002,4,73.889059846630559,258.22798217497774,70810.763864320092,null,null,null,null,null,null,null,null,null,null,null,null,null,null,null,null,null,null,null,null,null,null,null,null,null,null,null,null,null,null,null,null,null,null,null,null,null,null,null,null,null,null,null,null,null,null,null,null,null,null,null,null,null,null,null,null,null,null,1018,3,3,3,2,1]
["Geothermal",1,1,1,0,1021,0,0,0,0,0,0,0,0,0,0,0,0,0,0,0,0,null,null,null,null,null,1021,4,80.116417872532068,253.94227901274607,253.94227901274607,null,903,4,61.263287049421116,260.34958497147989,71019.634829912815,null,null,null,null,null,null,null,null,null,null,null,null,null,null,null,null,null,null,null,null,null,null,null,null,null,null,null,null,null,null,null,null,null,null,null,null,null,null,null,null,null,null,null,null,null,null,null,null,null,null,null,null,null,null,null,null,null,null,1021,3,3,3,3,0]
["Geothermal",1,1,1,0.33,1022,0,0,0,0,0,0,0,0,0,0,0,0,0,0,0,0,null,null,null,null,null,1022,4,80.116454871608155,255.8780417624329,255.8780417624329,null,1003,4,73.889099626991978,260.39132099720081,71093.523929539806,null,null,null,null,null,null,null,null,null,null,null,null,null,null,null,null,null,null,null,null,null,null,null,null,null,null,null,null,null,null,null,null,null,null,null,null,null,null,null,null,null,null,null,null,null,null,null,null,null,null,null,null,null,null,null,null,null,null,1022,3,3,3,3,1]
["Biomass",0,0,0,0,1025,0,0,0,0,0,0,0,0,0,0,0,0,0,0,0,0,null,null,null,null,null,1025,5,125.66000699999972,136.2229124846734,{"$f":"IF(AE1311<0,0,AE1311)","v":136.2229124846734},null,392,2,23.953125000000004,260.64694140256267,71208.91570901552,null,null,null,null,null,null,null,null,null,null,null,null,null,null,null,null,null,null,null,null,null,null,null,null,null,null,null,null,null,null,null,null,null,null,null,null,null,null,null,null,null,null,null,null,null,null,null,null,null,null,null,null,null,null,null,null,null,null,1025,4,0,0,0,0]
["Biomass",0,0,0,0.33,1026,0,{"$f":"+OFFSET($J$78,$CT1312,0)","v":0},{"$f":"+OFFSET($J$78,$CT1312,1)","v":0},{"$f":"+OFFSET($J$78,$CT1312,2)","v":0},0,{"$f":"+OFFSET($F$78,$CT1312,0)","v":0},0,{"$f":"+OFFSET($C$51,$CT1312,0)/$D$284","v":0},{"$f":"+OFFSET($D$51,$CT1312,0)","v":0},{"$f":"+OFFSET($E$51,$CT1312,0)","v":0},{"$f":"+OFFSET($F$51,$CT1312,0)","v":0},{"$f":"+OFFSET($G$51,$CT1312,0)","v":0},{"$f":"+OFFSET($H$51,$CT1312,0)","v":0},0,{"$f":"+OFFSET($H$78,$CT1312,0)","v":0},{"$f":"+OFFSET($I$78,$CT1312,0)","v":0},null,null,null,null,null,{"$f":"+F1312","v":1026},{"$f":"+CT1312+1","v":5},125.6603636654074,145.4721369752111,145.4721369752111,null,396,2,23.953125000000004,260.64694140256267,{"$f":"AL1311+AJ1312","v":71232.86883401552},null,null,null,null,null,null,null,null,null,null,null,null,null,null,null,null,null,null,null,null,null,null,null,null,null,null,null,null,null,null,null,null,null,null,null,null,null,null,null,null,null,null,null,null,null,null,null,null,null,null,null,null,null,null,null,null,null,null,1026,4,0,0,0,{"$f":"+MOD($CS1312-1,CX$286)","v":1}]
["Biomass",0,0,0,1,1028,0,0,0,0,0,0,0,0,0,0,0,0,0,0,0,0,null,null,null,null,null,1028,5,125.66108707985634,164.25067570884161,164.25067570884161,null,449,2,23.953125,261.78928228110493,71280.77508401552,null,null,null,null,null,null,null,null,null,null,null,null,null,null,null,null,null,null,null,null,null,null,null,null,null,null,null,null,null,null,null,null,null,null,null,null,null,null,null,null,null,null,null,null,null,null,null,null,null,null,null,null,null,null,null,null,null,null,1028,4,0,0,0,3]
["Biomass",0,0,0.33,0,1029,0,0,0,0,0,0,0,0,0,0,0,0,0,0,0,0,null,null,null,null,null,1029,5,125.66003786488305,146.11103267631904,146.11103267631904,null,453,2,23.953125,261.78928228110493,71304.72820901552,null,null,null,null,null,null,null,null,null,null,null,null,null,null,null,null,null,null,null,null,null,null,null,null,null,null,null,null,null,null,null,null,null,null,null,null,null,null,null,null,null,null,null,null,null,null,null,null,null,null,null,null,null,null,null,null,null,null,1029,4,0,0,1,0]
["Biomass",0,0,0.33,1,1032,0,0,0,0,0,0,0,0,0,0,0,0,0,0,0,0,null,null,null,null,null,1032,5,125.66112821773579,174.13942764614868,174.13942764614868,null,1004,4,73.889138239071002,262.49103069748872,71426.523597254592,null,null,null,null,null,null,null,null,null,null,null,null,null,null,null,null,null,null,null,null,null,null,null,null,null,null,null,null,null,null,null,null,null,null,null,null,null,null,null,null,null,null,null,null,null,null,null,null,null,null,null,null,null,null,null,null,null,null,1032,4,0,0,1,3]
["Biomass",0,0,0.67,0,1033,0,0,0,0,0,0,0,0,0,0,0,0,0,0,0,0,null,null,null,null,null,1033,5,125.66007235383124,156.29896014231562,156.29896014231562,null,926,4,67.48556642825568,262.82734920215239,71494.009163682844,null,null,null,null,null,null,null,null,null,null,null,null,null,null,null,null,null,null,null,null,null,null,null,null,null,null,null,null,null,null,null,null,null,null,null,null,null,null,null,null,null,null,null,null,null,null,null,null,null,null,null,null,null,null,null,null,null,null,1033,4,0,0,2,0]
["Biomass",0,0,0.67,1,1036,0,0,0,0,0,0,0,0,0,0,0,0,0,0,0,0,null,null,null,null,null,1036,5,125.66117336521775,184.32801017999446,184.32801017999446,null,165,1,15.675379065923963,263.40121549911044,71586.623242207424,null,null,null,null,null,null,null,null,null,null,null,null,null,null,null,null,null,null,null,null,null,null,null,null,null,null,null,null,null,null,null,null,null,null,null,null,null,null,null,null,null,null,null,null,null,null,null,null,null,null,null,null,null,null,null,null,null,null,1036,4,0,0,2,3]
["Biomass",0,0,1,0,1037,0,0,0,0,0,0,0,0,0,0,0,0,0,0,0,0,null,null,null,null,null,1037,5,125.660108393869,166.18740229490555,166.18740229490555,null,169,1,15.675379065923963,263.40121549911044,71602.298621273352,null,null,null,null,null,null,null,null,null,null,null,null,null,null,null,null,null,null,null,null,null,null,null,null,null,null,null,null,null,null,null,null,null,null,null,null,null,null,null,null,null,null,null,null,null,null,null,null,null,null,null,null,null,null,null,null,null,null,1037,4,0,0,3,0]
["Biomass",0,0,1,1,1040,0,0,0,0,0,0,0,0,0,0,0,0,0,0,0,0,null,null,null,null,null,1040,5,125.6612198104033,194.21709146011779,194.21709146011779,null,581,3,32.159511413181555,263.40496865820052,71682.293023165636,null,null,null,null,null,null,null,null,null,null,null,null,null,null,null,null,null,null,null,null,null,null,null,null,null,null,null,null,null,null,null,null,null,null,null,null,null,null,null,null,null,null,null,null,null,null,null,null,null,null,null,null,null,null,null,null,null,null,1040,4,0,0,3,3]
["Biomass",0,0.33,0,0,1041,0,0,0,0,0,0,0,0,0,0,0,0,0,0,0,0,null,null,null,null,null,1041,5,130.84504726975049,131.50955512004242,131.50955512004242,null,585,3,32.159511413181555,263.40496865820052,71714.452534578813,null,null,null,null,null,null,null,null,null,null,null,null,null,null,null,null,null,null,null,null,null,null,null,null,null,null,null,null,null,null,null,null,null,null,null,null,null,null,null,null,null,null,null,null,null,null,null,null,null,null,null,null,null,null,null,null,null,null,1041,4,0,1,0,0]
["Biomass",0,0.33,0,0.67,1043,0,0,0,0,0,0,0,0,0,0,0,0,0,0,0,0,null,null,null,null,null,1043,5,130.84581442212428,149.54488673620654,149.54488673620654,null,981,4,67.490994805418424,265.02372698632439,71814.103040797403,null,null,null,null,null,null,null,null,null,null,null,null,null,null,null,null,null,null,null,null,null,null,null,null,null,null,null,null,null,null,null,null,null,null,null,null,null,null,null,null,null,null,null,null,null,null,null,null,null,null,null,null,null,null,null,null,null,null,1043,4,0,1,0,2]
["Biomass",0,0.33,0,1,1044,0,0,0,0,0,0,0,0,0,0,0,0,0,0,0,0,null,null,null,null,null,1044,5,130.84619084064255,158.4278089566869,158.4278089566869,null,927,4,67.485604512213314,265.19526708171935,71881.588645309617,null,null,null,null,null,null,null,null,null,null,null,null,null,null,null,null,null,null,null,null,null,null,null,null,null,null,null,null,null,null,null,null,null,null,null,null,null,null,null,null,null,null,null,null,null,null,null,null,null,null,null,null,null,null,null,null,null,null,1044,4,0,1,0,3]
["Biomass",0,0.33,0.33,0.67,1047,0,0,0,0,0,0,0,0,0,0,0,0,0,0,0,0,null,null,null,null,null,1047,5,130.84581356992896,159.43103860464944,159.43103860464944,null,170,1,15.6754058145154,266.70446126154053,71928.614862753166,null,null,null,null,null,null,null,null,null,null,null,null,null,null,null,null,null,null,null,null,null,null,null,null,null,null,null,null,null,null,null,null,null,null,null,null,null,null,null,null,null,null,null,null,null,null,null,null,null,null,null,null,null,null,null,null,null,null,1047,4,0,1,1,2]
["Biomass",0,0.33,0.33,1,1048,0,0,0,0,0,0,0,0,0,0,0,0,0,0,0,0,null,null,null,null,null,1048,5,130.84619235254252,168.3140962573132,168.3140962573132,null,174,1,15.6754058145154,266.70446126154053,71944.290268567682,null,null,null,null,null,null,null,null,null,null,null,null,null,null,null,null,null,null,null,null,null,null,null,null,null,null,null,null,null,null,null,null,null,null,null,null,null,null,null,null,null,null,null,null,null,null,null,null,null,null,null,null,null,null,null,null,null,null,1048,4,0,1,1,3]
["Biomass",0,0.33,0.67,0.67,1051,0,0,0,0,0,0,0,0,0,0,0,0,0,0,0,0,null,null,null,null,null,1051,5,130.84581551207117,169.61693248632224,169.61693248632224,null,458,2,23.953125,267.16949997812031,72016.149643567682,null,null,null,null,null,null,null,null,null,null,null,null,null,null,null,null,null,null,null,null,null,null,null,null,null,null,null,null,null,null,null,null,null,null,null,null,null,null,null,null,null,null,null,null,null,null,null,null,null,null,null,null,null,null,null,null,null,null,1051,4,0,1,2,2]
["Biomass",0,0.33,0.67,1,1052,0,0,0,0,0,0,0,0,0,0,0,0,0,0,0,0,null,null,null,null,null,1052,5,130.84619679359972,178.50013314596418,178.50013314596418,null,462,2,23.953125,267.16949997812031,72040.102768567682,null,null,null,null,null,null,null,null,null,null,null,null,null,null,null,null,null,null,null,null,null,null,null,null,null,null,null,null,null,null,null,null,null,null,null,null,null,null,null,null,null,null,null,null,null,null,null,null,null,null,null,null,null,null,null,null,null,null,1052,4,0,1,2,3]
["Biomass",0,0.33,1,0.67,1055,0,0,0,0,0,0,0,0,0,0,0,0,0,0,0,0,null,null,null,null,null,1055,5,130.84582012338214,179.50339752732413,179.50339752732413,null,928,4,67.485641487360169,267.4935404542889,72236.34267728345,null,null,null,null,null,null,null,null,null,null,null,null,null,null,null,null,null,null,null,null,null,null,null,null,null,null,null,null,null,null,null,null,null,null,null,null,null,null,null,null,null,null,null,null,null,null,null,null,null,null,null,null,null,null,null,null,null,null,1055,4,0,1,3,2]
["Biomass",0,0.33,1,1,1056,0,0,0,0,0,0,0,0,0,0,0,0,0,0,0,0,null,null,null,null,null,1056,5,130.84620388836728,188.3867401700374,188.3867401700374,null,1005,4,73.889089947957999,268.00494288010526,72310.231767231409,null,null,null,null,null,null,null,null,null,null,null,null,null,null,null,null,null,null,null,null,null,null,null,null,null,null,null,null,null,null,null,null,null,null,null,null,null,null,null,null,null,null,null,null,null,null,null,null,null,null,null,null,null,null,null,null,null,null,1056,4,0,1,3,3]
["Biomass",0,0.67,0,0.67,1059,0,0,0,0,0,0,0,0,0,0,0,0,0,0,0,0,null,null,null,null,null,1059,5,136.18828478895909,144.36442132132404,144.36442132132404,null,1006,4,73.889128503637139,270.10464415517544,72512.875235794752,null,null,null,null,null,null,null,null,null,null,null,null,null,null,null,null,null,null,null,null,null,null,null,null,null,null,null,null,null,null,null,null,null,null,null,null,null,null,null,null,null,null,null,null,null,null,null,null,null,null,null,null,null,null,null,null,null,null,1059,4,0,2,0,2]
["Biomass",0,0.67,0,1,1060,0,0,0,0,0,0,0,0,0,0,0,0,0,0,0,0,null,null,null,null,null,1060,5,136.18867727763453,152.89894260861664,152.89894260861664,null,163,1,15.675433388494849,270.10780429966684,72528.550669183242,null,null,null,null,null,null,null,null,null,null,null,null,null,null,null,null,null,null,null,null,null,null,null,null,null,null,null,null,null,null,null,null,null,null,null,null,null,null,null,null,null,null,null,null,null,null,null,null,null,null,null,null,null,null,null,null,null,null,1060,4,0,2,0,3]
["Biomass",0,0.67,0.33,0.33,1062,0,0,0,0,0,0,0,0,0,0,0,0,0,0,0,0,null,null,null,null,null,1062,5,136.18789975629059,145.45845908415671,145.45845908415671,null,171,1,15.675433388494849,270.10780429966684,72559.90153596022,null,null,null,null,null,null,null,null,null,null,null,null,null,null,null,null,null,null,null,null,null,null,null,null,null,null,null,null,null,null,null,null,null,null,null,null,null,null,null,null,null,null,null,null,null,null,null,null,null,null,null,null,null,null,null,null,null,null,1062,4,0,2,1,1]
["Biomass",0,0.67,0.33,0.67,1063,0,0,0,0,0,0,0,0,0,0,0,0,0,0,0,0,null,null,null,null,null,1063,5,136.18823678727881,154.24807876950624,154.24807876950624,null,175,1,15.675433388494849,270.10780429966684,72575.576969348709,null,null,null,null,null,null,null,null,null,null,null,null,null,null,null,null,null,null,null,null,null,null,null,null,null,null,null,null,null,null,null,null,null,null,null,null,null,null,null,null,null,null,null,null,null,null,null,null,null,null,null,null,null,null,null,null,null,null,1063,4,0,2,1,2]
["Biomass",0,0.67,0.67,0.33,1066,0,0,0,0,0,0,0,0,0,0,0,0,0,0,0,0,null,null,null,null,null,1066,5,136.18785204109281,155.64171113479375,155.64171113479375,null,578,3,32.161219952048839,272.57297591008398,72749.118468555578,null,null,null,null,null,null,null,null,null,null,null,null,null,null,null,null,null,null,null,null,null,null,null,null,null,null,null,null,null,null,null,null,null,null,null,null,null,null,null,null,null,null,null,null,null,null,null,null,null,null,null,null,null,null,null,null,null,null,1066,4,0,2,2,1]
["Biomass",0,0.67,0.67,0.67,1067,0,0,0,0,0,0,0,0,0,0,0,0,0,0,0,0,null,null,null,null,null,1067,5,136.18819965304857,164.4318939080888,164.4318939080888,null,582,3,32.161219952048839,272.57297591008398,72781.279688507624,null,null,null,null,null,null,null,null,null,null,null,null,null,null,null,null,null,null,null,null,null,null,null,null,null,null,null,null,null,null,null,null,null,null,null,null,null,null,null,null,null,null,null,null,null,null,null,null,null,null,null,null,null,null,null,null,null,null,1067,4,0,2,2,2]
["Biomass",0,0.67,1,0.33,1070,0,0,0,0,0,0,0,0,0,0,0,0,0,0,0,0,null,null,null,null,null,1070,5,136.18780877478659,165.52561736237419,165.52561736237419,null,907,4,61.263301754110159,272.57611977066369,72906.865430165824,null,null,null,null,null,null,null,null,null,null,null,null,null,null,null,null,null,null,null,null,null,null,null,null,null,null,null,null,null,null,null,null,null,null,null,null,null,null,null,null,null,null,null,null,null,null,null,null,null,null,null,null,null,null,null,null,null,null,1070,4,0,2,3,1]
["Biomass",0,0.67,1,0.67,1071,0,0,0,0,0,0,0,0,0,0,0,0,0,0,0,0,null,null,null,null,null,1071,5,136.18816807946723,174.31642185904033,174.31642185904033,null,451,2,23.953125,272.71276108801834,72930.818555165824,null,null,null,null,null,null,null,null,null,null,null,null,null,null,null,null,null,null,null,null,null,null,null,null,null,null,null,null,null,null,null,null,null,null,null,null,null,null,null,null,null,null,null,null,null,null,null,null,null,null,null,null,null,null,null,null,null,null,1071,4,0,2,3,2]
["Biomass",0,1,0,0.33,1074,0,0,0,0,0,0,0,0,0,0,0,0,0,0,0,0,null,null,null,null,null,1074,5,141.37380463612882,131.26293120199685,131.26293120199685,null,463,2,23.953125,272.71276108801834,73002.677930165824,null,null,null,null,null,null,null,null,null,null,null,null,null,null,null,null,null,null,null,null,null,null,null,null,null,null,null,null,null,null,null,null,null,null,null,null,null,null,null,null,null,null,null,null,null,null,null,null,null,null,null,null,null,null,null,null,null,null,1074,4,0,3,0,1]
["Biomass",0,1,0,0.67,1075,0,0,0,0,0,0,0,0,0,0,0,0,0,0,0,0,null,null,null,null,null,1075,5,141.37419408965752,139.7321036462823,139.7321036462823,null,164,1,15.675460165878404,273.41104796702518,73018.3533903317,null,null,null,null,null,null,null,null,null,null,null,null,null,null,null,null,null,null,null,null,null,null,null,null,null,null,null,null,null,null,null,null,null,null,null,null,null,null,null,null,null,null,null,null,null,null,null,null,null,null,null,null,null,null,null,null,null,null,1075,4,0,3,0,2]
["Biomass",0,1,0.33,0,1077,0,0,0,0,0,0,0,0,0,0,0,0,0,0,0,0,null,null,null,null,null,1077,5,141.37335547028437,132.92550109665271,132.92550109665271,null,172,1,15.675460165878404,273.41104796702518,73049.704310663452,null,null,null,null,null,null,null,null,null,null,null,null,null,null,null,null,null,null,null,null,null,null,null,null,null,null,null,null,null,null,null,null,null,null,null,null,null,null,null,null,null,null,null,null,null,null,null,null,null,null,null,null,null,null,null,null,null,null,1077,4,0,3,1,0]
["Biomass",0,1,0.33,0.33,1078,0,0,0,0,0,0,0,0,0,0,0,0,0,0,0,0,null,null,null,null,null,1078,5,141.37373601169551,141.14574909798927,141.14574909798927,null,176,1,15.675460165878404,273.41104796702518,73065.379770829328,null,null,null,null,null,null,null,null,null,null,null,null,null,null,null,null,null,null,null,null,null,null,null,null,null,null,null,null,null,null,null,null,null,null,null,null,null,null,null,null,null,null,null,null,null,null,null,null,null,null,null,null,null,null,null,null,null,null,{"$f":"+F1364","v":1078},{"$f":"+IF(CU1364<CU1363,IF(CT1363+1>CT$286-1,0,CT1363+1),CT1363)","v":4},{"$f":"+IF(CV1364<CV1363,IF(CU1363+1>CU$286-1,0,CU1363+1),CU1363)","v":0},{"$f":"+IF(CW1364<CW1363,IF(CV1363+1>CV$286-1,0,CV1363+1),CV1363)","v":3},{"$f":"+IF(CX1364<CX1363,IF(CW1363+1>CW$286-1,0,CW1363+1),CW1363)","v":1},1]
["Biomass",0,1,0.67,0,1081,0,0,0,0,0,0,0,0,0,0,0,0,0,0,0,0,null,null,null,null,null,1081,5,141.37328676400156,143.10789381414321,143.10789381414321,null,908,4,61.263335081629492,275.10774087070507,73261.797457955909,null,null,null,null,null,null,null,null,null,null,null,null,null,null,null,null,null,null,null,null,null,null,null,null,null,null,null,null,null,null,null,null,null,null,null,null,null,null,null,null,null,null,null,null,null,null,null,null,null,null,null,null,null,null,null,null,null,null,1081,4,0,3,2,0]
["Biomass",0,1,0.67,0.33,1082,0,0,0,0,0,0,0,0,0,0,0,0,0,0,0,0,null,null,null,null,null,1082,5,141.37366729468437,151.32814443456198,151.32814443456198,null,962,4,61.265169446456042,276.43663081994134,73323.062627402367,null,null,null,null,null,null,null,null,null,null,null,null,null,null,null,null,null,null,null,null,null,null,null,null,null,null,null,null,null,null,null,null,null,null,null,null,null,null,null,null,null,null,null,null,null,null,null,null,null,null,null,null,null,null,null,null,null,null,1082,4,0,3,2,1]
["Biomass",0,1,1,0,1085,0,0,0,0,0,0,0,0,0,0,0,0,0,0,0,0,null,null,null,null,null,1085,5,141.37322198488022,152.99089860090388,152.99089860090388,null,456,2,23.953124999999993,278.09299144945203,73438.45983416267,null,null,null,null,null,null,null,null,null,null,null,null,null,null,null,null,null,null,null,null,null,null,null,null,null,null,null,null,null,null,null,null,null,null,null,null,null,null,null,null,null,null,null,null,null,null,null,null,null,null,null,null,null,null,null,null,null,null,1085,4,0,3,3,0]
["Biomass",0,1,1,0.33,1086,0,0,0,0,0,0,0,0,0,0,0,0,0,0,0,0,null,null,null,null,null,1086,5,141.37360260634833,161.21115666412214,161.21115666412214,null,460,2,23.953124999999993,278.09299144945203,73462.41295916267,null,null,null,null,null,null,null,null,null,null,null,null,null,null,null,null,null,null,null,null,null,null,null,null,null,null,null,null,null,null,null,null,null,null,null,null,null,null,null,null,null,null,null,null,null,null,null,null,null,null,null,null,null,null,null,null,null,null,1086,4,0,3,3,1]
["Biomass",0.33,0,0,0,1089,0,0,0,0,0,0,0,0,0,0,0,0,0,0,0,0,null,null,null,null,null,1089,5,125.66947265232614,154.55079152399563,{"$f":"IF(AE1375<0,0,AE1375)","v":154.55079152399563},null,909,4,61.263248166806264,279.30303878120344,73608.894526713426,null,null,null,null,null,null,null,null,null,null,null,null,null,null,null,null,null,null,null,null,null,null,null,null,null,null,null,null,null,null,null,null,null,null,null,null,null,null,null,null,null,null,null,null,null,null,null,null,null,null,null,null,null,null,null,null,null,null,1089,4,1,0,0,0]
["Biomass",0.33,0,0,0.33,1090,0,{"$f":"+OFFSET($J$78,$CT1376,0)","v":0},{"$f":"+OFFSET($J$78,$CT1376,1)","v":0},{"$f":"+OFFSET($J$78,$CT1376,2)","v":0},0,{"$f":"+OFFSET($F$78,$CT1376,0)","v":0},0,{"$f":"+OFFSET($C$51,$CT1376,0)/$D$284","v":0},{"$f":"+OFFSET($D$51,$CT1376,0)","v":0},{"$f":"+OFFSET($E$51,$CT1376,0)","v":0},{"$f":"+OFFSET($F$51,$CT1376,0)","v":0},{"$f":"+OFFSET($G$51,$CT1376,0)","v":0},{"$f":"+OFFSET($H$51,$CT1376,0)","v":0},0,{"$f":"+OFFSET($H$78,$CT1376,0)","v":0},{"$f":"+OFFSET($I$78,$CT1376,0)","v":0},null,null,null,null,null,{"$f":"+F1376","v":1090},{"$f":"+CT1376+1","v":5},125.66988811294148,163.80744570080242,163.80744570080242,null,986,4,67.490995180649122,279.53737053077521,{"$f":"AL1375+AJ1376","v":73676.385521894073},null,null,null,null,null,null,null,null,null,null,null,null,null,null,null,null,null,null,null,null,null,null,null,null,null,null,null,null,null,null,null,null,null,null,null,null,null,null,null,null,null,null,null,null,null,null,null,null,null,null,null,null,null,null,null,null,null,null,1090,4,1,0,0,{"$f":"+MOD($CS1376-1,CX$286)","v":1}]
["Biomass",0.33,0,0,1,1092,0,0,0,0,0,0,0,0,0,0,0,0,0,0,0,0,null,null,null,null,null,1092,5,125.67073357160932,182.6012404741295,182.6012404741295,null,910,4,61.26328146832612,281.83465784559013,73798.914021964083,null,null,null,null,null,null,null,null,null,null,null,null,null,null,null,null,null,null,null,null,null,null,null,null,null,null,null,null,null,null,null,null,null,null,null,null,null,null,null,null,null,null,null,null,null,null,null,null,null,null,null,null,null,null,null,null,null,null,1092,4,1,0,0,3]
["Biomass",0.33,0,0.33,0,1093,0,0,0,0,0,0,0,0,0,0,0,0,0,0,0,0,null,null,null,null,null,1093,5,125.65734051412718,163.55583492658687,163.55583492658687,null,987,4,67.4910348015446,281.90670199379713,73866.405056765623,null,null,null,null,null,null,null,null,null,null,null,null,null,null,null,null,null,null,null,null,null,null,null,null,null,null,null,null,null,null,null,null,null,null,null,null,null,null,null,null,null,null,null,null,null,null,null,null,null,null,null,null,null,null,null,null,null,null,1093,4,1,0,1,0]
["Biomass",0.33,0,0.33,1,1096,0,0,0,0,0,0,0,0,0,0,0,0,0,0,0,0,null,null,null,null,null,1096,5,125.67072530953259,192.48683949091327,192.48683949091327,null,587,3,32.163042735974564,282.02437975475988,73962.894184973557,null,null,null,null,null,null,null,null,null,null,null,null,null,null,null,null,null,null,null,null,null,null,null,null,null,null,null,null,null,null,null,null,null,null,null,null,null,null,null,null,null,null,null,null,null,null,null,null,null,null,null,null,null,null,null,null,null,null,1096,4,1,0,1,3]
["Biomass",0.33,0,0.67,0,1097,0,0,0,0,0,0,0,0,0,0,0,0,0,0,0,0,null,null,null,null,null,1097,5,125.65751968868975,173.75456959517351,173.75456959517351,null,591,3,32.163042735974564,282.02437975475988,73995.057227709534,null,null,null,null,null,null,null,null,null,null,null,null,null,null,null,null,null,null,null,null,null,null,null,null,null,null,null,null,null,null,null,null,null,null,null,null,null,null,null,null,null,null,null,null,null,null,null,null,null,null,null,null,null,null,null,null,null,null,1097,4,1,0,2,0]
["Biomass",0.33,0,0.67,1,1100,0,0,0,0,0,0,0,0,0,0,0,0,0,0,0,0,null,null,null,null,null,1100,5,125.65869579554479,201.80074047002915,201.80074047002915,null,965,4,61.265130503128901,285.76566941500403,74185.076747289699,null,null,null,null,null,null,null,null,null,null,null,null,null,null,null,null,null,null,null,null,null,null,null,null,null,null,null,null,null,null,null,null,null,null,null,null,null,null,null,null,null,null,null,null,null,null,null,null,null,null,null,null,null,null,null,null,null,null,1100,4,1,0,2,3]
["Biomass",0.33,0,1,0,1101,0,0,0,0,0,0,0,0,0,0,0,0,0,0,0,0,null,null,null,null,null,1101,5,125.65769269778063,183.65327846889602,183.65327846889602,null,912,4,61.263349097244962,286.97460866026205,74246.34009638695,null,null,null,null,null,null,null,null,null,null,null,null,null,null,null,null,null,null,null,null,null,null,null,null,null,null,null,null,null,null,null,null,null,null,null,null,null,null,null,null,null,null,null,null,null,null,null,null,null,null,null,null,null,null,null,null,null,null,1101,4,1,0,3,0]
["Biomass",0.33,0,1,1,1104,0,0,0,0,0,0,0,0,0,0,0,0,0,0,0,0,null,null,null,null,null,1104,5,125.65887974989134,211.70021135306109,211.70021135306109,null,967,4,61.265179635540299,290.9028118383963,74436.361351410917,null,null,null,null,null,null,null,null,null,null,null,null,null,null,null,null,null,null,null,null,null,null,null,null,null,null,null,null,null,null,null,null,null,null,null,null,null,null,null,null,null,null,null,null,null,null,null,null,null,null,null,null,null,null,null,null,null,null,1104,4,1,0,3,3]
["Biomass",0.33,0.33,0,0,1105,0,0,0,0,0,0,0,0,0,0,0,0,0,0,0,0,null,null,null,null,null,1105,5,130.84068176885177,148.17368819494067,148.17368819494067,null,580,3,32.164902933133376,291.20629983754901,74468.526254344048,null,null,null,null,null,null,null,null,null,null,null,null,null,null,null,null,null,null,null,null,null,null,null,null,null,null,null,null,null,null,null,null,null,null,null,null,null,null,null,null,null,null,null,null,null,null,null,null,null,null,null,null,null,null,null,null,null,null,1105,4,1,1,0,0]
["Biomass",0.33,0.33,0,0.67,1107,0,0,0,0,0,0,0,0,0,0,0,0,0,0,0,0,null,null,null,null,null,1107,5,130.85421527450512,167.07067230353479,167.07067230353479,null,588,3,32.164902933133376,291.20629983754901,74532.85606021031,null,null,null,null,null,null,null,null,null,null,null,null,null,null,null,null,null,null,null,null,null,null,null,null,null,null,null,null,null,null,null,null,null,null,null,null,null,null,null,null,null,null,null,null,null,null,null,null,null,null,null,null,null,null,null,null,null,null,1107,4,1,1,0,2]
["Biomass",0.33,0.33,0,1,1108,0,0,0,0,0,0,0,0,0,0,0,0,0,0,0,0,null,null,null,null,null,1108,5,130.85465062683772,175.96069986829815,175.96069986829815,null,592,3,32.164902933133376,291.20629983754901,74565.020963143441,null,null,null,null,null,null,null,null,null,null,null,null,null,null,null,null,null,null,null,null,null,null,null,null,null,null,null,null,null,null,null,null,null,null,null,null,null,null,null,null,null,null,null,null,null,null,null,null,null,null,null,null,null,null,null,null,null,null,1108,4,1,1,0,3]
["Biomass",0.33,0.33,0.33,0.67,1111,0,0,0,0,0,0,0,0,0,0,0,0,0,0,0,0,null,null,null,null,null,1111,5,130.84157897069474,176.11158000366876,176.11158000366876,null,85,1,11.120188277246582,291.50504929196438,74654.752298910214,null,null,null,null,null,null,null,null,null,null,null,null,null,null,null,null,null,null,null,null,null,null,null,null,null,null,null,null,null,null,null,null,null,null,null,null,null,null,null,null,null,null,null,null,null,null,null,null,null,null,null,null,null,null,null,null,null,null,1111,4,1,1,1,2]
["Biomass",0.33,0.33,0.33,1,1112,0,0,0,0,0,0,0,0,0,0,0,0,0,0,0,0,null,null,null,null,null,1112,5,130.84194987225123,184.99791050398846,184.99791050398846,null,89,1,11.120188277246582,291.50504929196438,74665.872487187458,null,null,null,null,null,null,null,null,null,null,null,null,null,null,null,null,null,null,null,null,null,null,null,null,null,null,null,null,null,null,null,null,null,null,null,null,null,null,null,null,null,null,null,null,null,null,null,null,null,null,null,null,null,null,null,null,null,null,1112,4,1,1,1,3]
["Biomass",0.33,0.33,0.67,0.67,1115,0,0,0,0,0,0,0,0,0,0,0,0,0,0,0,0,null,null,null,null,null,1115,5,130.84174382733661,186.30833823357764,186.30833823357764,null,991,4,67.490998935194483,293.76172185627638,74805.748878255908,null,null,null,null,null,null,null,null,null,null,null,null,null,null,null,null,null,null,null,null,null,null,null,null,null,null,null,null,null,null,null,null,null,null,null,null,null,null,null,null,null,null,null,null,null,null,null,null,null,null,null,null,null,null,null,null,null,null,1115,4,1,1,2,2]
["Biomass",0.33,0.33,0.67,1,1116,0,0,0,0,0,0,0,0,0,0,0,0,0,0,0,0,null,null,null,null,null,1116,5,130.84211921090156,195.19495864246315,195.19495864246315,null,992,4,67.491037524945966,296.06139718796675,74873.239915780854,null,null,null,null,null,null,null,null,null,null,null,null,null,null,null,null,null,null,null,null,null,null,null,null,null,null,null,null,null,null,null,null,null,null,null,null,null,null,null,null,null,null,null,null,null,null,null,null,null,null,null,null,null,null,null,null,null,null,1116,4,1,1,2,3]
["Biomass",0.33,0.33,1,0.67,1119,0,0,0,0,0,0,0,0,0,0,0,0,0,0,0,0,null,null,null,null,null,1119,5,130.84190390480475,196.20519775251276,196.20519775251276,null,90,1,11.120212840250559,296.16166962457453,74906.600554301607,null,null,null,null,null,null,null,null,null,null,null,null,null,null,null,null,null,null,null,null,null,null,null,null,null,null,null,null,null,null,null,null,null,null,null,null,null,null,null,null,null,null,null,null,null,null,null,null,null,null,null,null,null,null,null,null,null,null,1119,4,1,1,3,2]
["Biomass",0.33,0.33,1,1,1120,0,0,0,0,0,0,0,0,0,0,0,0,0,0,0,0,null,null,null,null,null,1120,5,130.84228352763012,205.09209223224161,205.09209223224161,null,94,1,11.120212840250559,296.16166962457453,74917.720767141858,null,null,null,null,null,null,null,null,null,null,null,null,null,null,null,null,null,null,null,null,null,null,null,null,null,null,null,null,null,null,null,null,null,null,null,null,null,null,null,null,null,null,null,null,null,null,null,null,null,null,null,null,null,null,null,null,null,null,1120,4,1,1,3,3]
["Biomass",0.33,0.67,0,0.67,1123,0,0,0,0,0,0,0,0,0,0,0,0,0,0,0,0,null,null,null,null,null,1123,5,136.18246659007542,160.31966006545068,160.31966006545068,null,83,1,11.120238166239801,300.95939892563808,75051.371259934604,null,null,null,null,null,null,null,null,null,null,null,null,null,null,null,null,null,null,null,null,null,null,null,null,null,null,null,null,null,null,null,null,null,null,null,null,null,null,null,null,null,null,null,null,null,null,null,null,null,null,null,null,null,null,null,null,null,null,1123,4,1,2,0,2]
["Biomass",0.33,0.67,0,1,1124,0,0,0,0,0,0,0,0,0,0,0,0,0,0,0,0,null,null,null,null,null,1124,5,136.18282035077914,168.85550497509254,168.85550497509254,null,87,1,11.120238166239801,300.95939892563808,75062.491498100848,null,null,null,null,null,null,null,null,null,null,null,null,null,null,null,null,null,null,null,null,null,null,null,null,null,null,null,null,null,null,null,null,null,null,null,null,null,null,null,null,null,null,null,null,null,null,null,null,null,null,null,null,null,null,null,null,null,null,1124,4,1,2,0,3]
["Biomass",0.33,0.67,0.33,0.33,1126,0,0,0,0,0,0,0,0,0,0,0,0,0,0,0,0,null,null,null,null,null,1126,5,136.18222312559823,161.41875811038915,161.41875811038915,null,95,1,11.120238166239801,300.95939892563808,75084.731974433336,null,null,null,null,null,null,null,null,null,null,null,null,null,null,null,null,null,null,null,null,null,null,null,null,null,null,null,null,null,null,null,null,null,null,null,null,null,null,null,null,null,null,null,null,null,null,null,null,null,null,null,null,null,null,null,null,null,null,1126,4,1,2,1,1]
["Biomass",0.33,0.67,0.33,0.67,1127,0,0,0,0,0,0,0,0,0,0,0,0,0,0,0,0,null,null,null,null,null,1127,5,136.18259080338422,170.21349682623534,170.21349682623534,null,971,4,61.265164355347771,303.12143284411985,75145.997138788691,null,null,null,null,null,null,null,null,null,null,null,null,null,null,null,null,null,null,null,null,null,null,null,null,null,null,null,null,null,null,null,null,null,null,null,null,null,null,null,null,null,null,null,null,null,null,null,null,null,null,null,null,null,null,null,null,null,null,1127,4,1,2,1,2]
["Biomass",0.33,0.67,0.67,0.33,1130,0,0,0,0,0,0,0,0,0,0,0,0,0,0,0,0,null,null,null,null,null,1130,5,136.18234791840919,171.61221916376664,171.61221916376664,null,92,1,11.120262765478365,305.61601783569608,75179.357927085104,null,null,null,null,null,null,null,null,null,null,null,null,null,null,null,null,null,null,null,null,null,null,null,null,null,null,null,null,null,null,null,null,null,null,null,null,null,null,null,null,null,null,null,null,null,null,null,null,null,null,null,null,null,null,null,null,null,null,1130,4,1,2,2,1]
["Biomass",0.33,0.67,0.67,0.67,1131,0,0,0,0,0,0,0,0,0,0,0,0,0,0,0,0,null,null,null,null,null,1131,5,136.18272029848211,180.40724086184989,180.40724086184989,null,96,1,11.120262765478365,305.61601783569608,75190.478189850575,null,null,null,null,null,null,null,null,null,null,null,null,null,null,null,null,null,null,null,null,null,null,null,null,null,null,null,null,null,null,null,null,null,null,null,null,null,null,null,null,null,null,null,null,null,null,null,null,null,null,null,null,null,null,null,null,null,null,1131,4,1,2,2,2]
["Biomass",0.33,0.67,1,0.33,1134,0,0,0,0,0,0,0,0,0,0,0,0,0,0,0,0,null,null,null,null,null,1134,5,136.18247049324984,181.5059625841867,181.5059625841867,null,645,3,32.151308255790859,308.2795055258282,75316.045994942353,null,null,null,null,null,null,null,null,null,null,null,null,null,null,null,null,null,null,null,null,null,null,null,null,null,null,null,null,null,null,null,null,null,null,null,null,null,null,null,null,null,null,null,null,null,null,null,null,null,null,null,null,null,null,null,null,null,null,1134,4,1,2,3,1]
["Biomass",0.33,0.67,1,0.67,1135,0,0,0,0,0,0,0,0,0,0,0,0,0,0,0,0,null,null,null,null,null,1135,5,136.18284736494769,190.30125447310249,190.30125447310249,null,649,3,32.151308255790859,308.2795055258282,75348.197303198147,null,null,null,null,null,null,null,null,null,null,null,null,null,null,null,null,null,null,null,null,null,null,null,null,null,null,null,null,null,null,null,null,null,null,null,null,null,null,null,null,null,null,null,null,null,null,null,null,null,null,null,null,null,null,null,null,null,null,1135,4,1,2,3,2]
["Biomass",0.33,1,0,0.33,1138,0,0,0,0,0,0,0,0,0,0,0,0,0,0,0,0,null,null,null,null,null,1138,5,141.36652434707912,146.57670449731771,146.57670449731771,null,974,4,61.265124498912819,312.37374840050467,75502.878836250689,null,null,null,null,null,null,null,null,null,null,null,null,null,null,null,null,null,null,null,null,null,null,null,null,null,null,null,null,null,null,null,null,null,null,null,null,null,null,null,null,null,null,null,null,null,null,null,null,null,null,null,null,null,null,null,null,null,null,1138,4,1,3,0,1]
["Biomass",0.33,1,0,0.67,1139,0,0,0,0,0,0,0,0,0,0,0,0,0,0,0,0,null,null,null,null,null,1139,5,141.36688441981875,155.04769559007727,155.04769559007727,null,975,4,61.265149448506207,314.98066125919371,75564.143985699193,null,null,null,null,null,null,null,null,null,null,null,null,null,null,null,null,null,null,null,null,null,null,null,null,null,null,null,null,null,null,null,null,null,null,null,null,null,null,null,null,null,null,null,null,null,null,null,null,null,null,null,null,null,null,null,null,null,null,1139,4,1,3,0,2]
["Biomass",0.33,1,0.33,0,1141,0,0,0,0,0,0,0,0,0,0,0,0,0,0,0,0,null,null,null,null,null,1141,5,141.36624974923745,148.24530588315662,148.24530588315662,null,646,3,32.152516594212628,317.42083541536476,75628.449018887623,null,null,null,null,null,null,null,null,null,null,null,null,null,null,null,null,null,null,null,null,null,null,null,null,null,null,null,null,null,null,null,null,null,null,null,null,null,null,null,null,null,null,null,null,null,null,null,null,null,null,null,null,null,null,null,null,null,null,1141,4,1,3,1,0]
["Biomass",0.33,1,0.33,0.33,1142,0,0,0,0,0,0,0,0,0,0,0,0,0,0,0,0,null,null,null,null,null,1142,5,141.36660272349303,156.46738327317442,156.46738327317442,null,650,3,32.152516594212628,317.42083541536476,75660.601535481837,null,null,null,null,null,null,null,null,null,null,null,null,null,null,null,null,null,null,null,null,null,null,null,null,null,null,null,null,null,null,null,null,null,null,null,null,null,null,null,null,null,null,null,null,null,null,null,null,null,null,null,null,null,null,null,null,null,null,{"$f":"+F1428","v":1142},{"$f":"+IF(CU1428<CU1427,IF(CT1427+1>CT$286-1,0,CT1427+1),CT1427)","v":4},{"$f":"+IF(CV1428<CV1427,IF(CU1427+1>CU$286-1,0,CU1427+1),CU1427)","v":1},{"$f":"+IF(CW1428<CW1427,IF(CV1427+1>CV$286-1,0,CV1427+1),CV1427)","v":3},{"$f":"+IF(CX1428<CX1427,IF(CW1427+1>CW$286-1,0,CW1427+1),CW1427)","v":1},1]
["Biomass",0.33,1,0.67,0,1145,0,0,0,0,0,0,0,0,0,0,0,0,0,0,0,0,null,null,null,null,null,1145,5,141.36632903469607,158.43562225122923,158.43562225122923,null,225,1,15.675456728560119,318.43596234081366,75769.694682483692,null,null,null,null,null,null,null,null,null,null,null,null,null,null,null,null,null,null,null,null,null,null,null,null,null,null,null,null,null,null,null,null,null,null,null,null,null,null,null,null,null,null,null,null,null,null,null,null,null,null,null,null,null,null,null,null,null,null,1145,4,1,3,2,0]
["Biomass",0.33,1,0.67,0.33,1146,0,0,0,0,0,0,0,0,0,0,0,0,0,0,0,0,null,null,null,null,null,1146,5,141.36668608682828,166.65792908824912,166.65792908824912,null,229,1,15.675456728560119,318.43596234081366,75785.370139212246,null,null,null,null,null,null,null,null,null,null,null,null,null,null,null,null,null,null,null,null,null,null,null,null,null,null,null,null,null,null,null,null,null,null,null,null,null,null,null,null,null,null,null,null,null,null,null,null,null,null,null,null,null,null,null,null,null,null,1146,4,1,3,2,1]
["Biomass",0.33,1,1,0,1149,0,0,0,0,0,0,0,0,0,0,0,0,0,0,0,0,null,null,null,null,null,1149,5,141.36640845899583,168.32636497121229,168.32636497121229,null,226,1,15.675479322317218,321.73961400510655,75832.396531991675,null,null,null,null,null,null,null,null,null,null,null,null,null,null,null,null,null,null,null,null,null,null,null,null,null,null,null,null,null,null,null,null,null,null,null,null,null,null,null,null,null,null,null,null,null,null,null,null,null,null,null,null,null,null,null,null,null,null,1149,4,1,3,3,0]
["Biomass",0.33,1,1,0.33,1150,0,0,0,0,0,0,0,0,0,0,0,0,0,0,0,0,null,null,null,null,null,1150,5,141.36676945052238,176.54889336241686,176.54889336241686,null,230,1,15.675479322317218,321.73961400510655,75848.072011313998,null,null,null,null,null,null,null,null,null,null,null,null,null,null,null,null,null,null,null,null,null,null,null,null,null,null,null,null,null,null,null,null,null,null,null,null,null,null,null,null,null,null,null,null,null,null,null,null,null,null,null,null,null,null,null,null,null,null,1150,4,1,3,3,1]
["Biomass",0.67,0,0,0,1153,0,0,0,0,0,0,0,0,0,0,0,0,0,0,0,0,null,null,null,null,null,1153,5,125.66020203806863,172.05296465480714,{"$f":"IF(AE1439<0,0,AE1439)","v":172.05296465480714},null,227,1,15.67550261224229,325.14337636237286,75895.098472570884,null,null,null,null,null,null,null,null,null,null,null,null,null,null,null,null,null,null,null,null,null,null,null,null,null,null,null,null,null,null,null,null,null,null,null,null,null,null,null,null,null,null,null,null,null,null,null,null,null,null,null,null,null,null,null,null,null,null,1153,4,2,0,0,0]
["Biomass",0.67,0,0,0.33,1154,0,{"$f":"+OFFSET($J$78,$CT1440,0)","v":0},{"$f":"+OFFSET($J$78,$CT1440,1)","v":0},{"$f":"+OFFSET($J$78,$CT1440,2)","v":0},0,{"$f":"+OFFSET($F$78,$CT1440,0)","v":0},0,{"$f":"+OFFSET($C$51,$CT1440,0)/$D$284","v":0},{"$f":"+OFFSET($D$51,$CT1440,0)","v":0},{"$f":"+OFFSET($E$51,$CT1440,0)","v":0},{"$f":"+OFFSET($F$51,$CT1440,0)","v":0},{"$f":"+OFFSET($G$51,$CT1440,0)","v":0},{"$f":"+OFFSET($H$51,$CT1440,0)","v":0},0,{"$f":"+OFFSET($H$78,$CT1440,0)","v":0},{"$f":"+OFFSET($I$78,$CT1440,0)","v":0},null,null,null,null,null,{"$f":"+F1440","v":1154},{"$f":"+CT1440+1","v":5},125.66052541675683,181.30683830243248,181.30683830243248,null,231,1,15.67550261224229,325.14337636237286,{"$f":"AL1439+AJ1440","v":75910.773975183125},null,null,null,null,null,null,null,null,null,null,null,null,null,null,null,null,null,null,null,null,null,null,null,null,null,null,null,null,null,null,null,null,null,null,null,null,null,null,null,null,null,null,null,null,null,null,null,null,null,null,null,null,null,null,null,null,null,null,1154,4,2,0,0,{"$f":"+MOD($CS1440-1,CX$286)","v":1}]
["Biomass",0.67,0,0,1,1156,0,0,0,0,0,0,0,0,0,0,0,0,0,0,0,0,null,null,null,null,null,1156,5,125.66118182890806,200.09486635448491,200.09486635448491,null,239,1,15.67550261224229,325.14337636237286,75942.124980407607,null,null,null,null,null,null,null,null,null,null,null,null,null,null,null,null,null,null,null,null,null,null,null,null,null,null,null,null,null,null,null,null,null,null,null,null,null,null,null,null,null,null,null,null,null,null,null,null,null,null,null,null,null,null,null,null,null,null,1156,4,2,0,0,3]
["Biomass",0.67,0,0.33,0,1157,0,0,0,0,0,0,0,0,0,0,0,0,0,0,0,0,null,null,null,null,null,1157,5,125.66029161070203,181.94660047514122,181.94660047514122,null,643,3,32.153767582801798,326.83929057693081,75974.278747990407,null,null,null,null,null,null,null,null,null,null,null,null,null,null,null,null,null,null,null,null,null,null,null,null,null,null,null,null,null,null,null,null,null,null,null,null,null,null,null,null,null,null,null,null,null,null,null,null,null,null,null,null,null,null,null,null,null,null,1157,4,2,0,1,0]
["Biomass",0.67,0,0.33,0.33,1158,0,0,0,0,0,0,0,0,0,0,0,0,0,0,0,0,null,null,null,null,null,1158,5,125.66061490399835,191.20046223869011,191.20046223869011,null,647,3,32.153767582801798,326.83929057693081,76006.432515573208,null,null,null,null,null,null,null,null,null,null,null,null,null,null,null,null,null,null,null,null,null,null,null,null,null,null,null,null,null,null,null,null,null,null,null,null,null,null,null,null,null,null,null,null,null,null,null,null,null,null,null,null,null,null,null,null,null,null,1158,4,2,0,1,1]
["Biomass",0.67,0,0.33,0.67,1159,0,0,0,0,0,0,0,0,0,0,0,0,0,0,0,0,null,null,null,null,null,1159,5,125.66094794890662,200.73469691034765,200.73469691034765,null,651,3,32.153767582801798,326.83929057693081,76038.586283156008,null,null,null,null,null,null,null,null,null,null,null,null,null,null,null,null,null,null,null,null,null,null,null,null,null,null,null,null,null,null,null,null,null,null,null,null,null,null,null,null,null,null,null,null,null,null,null,null,null,null,null,null,null,null,null,null,null,null,1159,4,2,0,1,2]
["Biomass",0.67,0,0.33,1,1160,0,0,0,0,0,0,0,0,0,0,0,0,0,0,0,0,null,null,null,null,null,1160,5,125.66127115055038,209.98846683797572,209.98846683797572,null,655,3,32.153767582801798,326.83929057693081,76070.740050738808,null,null,null,null,null,null,null,null,null,null,null,null,null,null,null,null,null,null,null,null,null,null,null,null,null,null,null,null,null,null,null,null,null,null,null,null,null,null,null,null,null,null,null,null,null,null,null,null,null,null,null,null,null,null,null,null,null,null,1160,4,2,0,1,3]
["Biomass",0.67,0,0.67,0,1161,0,0,0,0,0,0,0,0,0,0,0,0,0,0,0,0,null,null,null,null,null,1161,5,125.66038265916617,192.13994117718102,192.13994117718102,null,228,1,15.675525228349183,328.44702809964804,76086.415575967156,null,null,null,null,null,null,null,null,null,null,null,null,null,null,null,null,null,null,null,null,null,null,null,null,null,null,null,null,null,null,null,null,null,null,null,null,null,null,null,null,null,null,null,null,null,null,null,null,null,null,null,null,null,null,null,null,null,null,1161,4,2,0,2,0]
["Biomass",0.67,0,0.67,0.33,1162,0,0,0,0,0,0,0,0,0,0,0,0,0,0,0,0,null,null,null,null,null,1162,5,125.66070586761906,201.39379102240724,201.39379102240724,null,232,1,15.675525228349183,328.44702809964804,76102.091101195503,null,null,null,null,null,null,null,null,null,null,null,null,null,null,null,null,null,null,null,null,null,null,null,null,null,null,null,null,null,null,null,null,null,null,null,null,null,null,null,null,null,null,null,null,null,null,null,null,null,null,null,null,null,null,null,null,null,null,1162,4,2,0,2,1]
["Biomass",0.67,0,0.67,0.67,1163,0,0,0,0,0,0,0,0,0,0,0,0,0,0,0,0,null,null,null,null,null,1163,5,125.66103882782781,210.92801365039384,210.92801365039384,null,236,1,15.675525228349183,328.44702809964804,76117.766626423851,null,null,null,null,null,null,null,null,null,null,null,null,null,null,null,null,null,null,null,null,null,null,null,null,null,null,null,null,null,null,null,null,null,null,null,null,null,null,null,null,null,null,null,null,null,null,null,null,null,null,null,null,null,null,null,null,null,null,1163,4,2,0,2,2]
["Biomass",0.67,0,0.67,1,1164,0,0,0,0,0,0,0,0,0,0,0,0,0,0,0,0,null,null,null,null,null,1164,5,125.66136194993113,220.18177211971593,220.18177211971593,null,240,1,15.675525228349183,328.44702809964804,76133.442151652198,null,null,null,null,null,null,null,null,null,null,null,null,null,null,null,null,null,null,null,null,null,null,null,null,null,null,null,null,null,null,null,null,null,null,null,null,null,null,null,null,null,null,null,null,null,null,null,null,null,null,null,null,null,null,null,null,null,null,1164,4,2,0,2,3]
["Biomass",0.67,0,1,0,1165,0,0,0,0,0,0,0,0,0,0,0,0,0,0,0,0,null,null,null,null,null,1165,5,125.66046984474575,202.03337988107808,202.03337988107808,null,644,3,32.154987686535385,335.98084730383619,76165.59713933873,null,null,null,null,null,null,null,null,null,null,null,null,null,null,null,null,null,null,null,null,null,null,null,null,null,null,null,null,null,null,null,null,null,null,null,null,null,null,null,null,null,null,null,null,null,null,null,null,null,null,null,null,null,null,null,null,null,null,1165,4,2,0,3,0]
["Biomass",0.67,0,1,0.33,1166,0,0,0,0,0,0,0,0,0,0,0,0,0,0,0,0,null,null,null,null,null,1166,5,125.66079297387419,211.28721847226535,211.28721847226535,null,648,3,32.154987686535385,335.98084730383619,76197.752127025262,null,null,null,null,null,null,null,null,null,null,null,null,null,null,null,null,null,null,null,null,null,null,null,null,null,null,null,null,null,null,null,null,null,null,null,null,null,null,null,null,null,null,null,null,null,null,null,null,null,null,null,null,null,null,null,null,null,null,1166,4,2,0,3,1]
["Biomass",0.67,0,1,0.67,1167,0,0,0,0,0,0,0,0,0,0,0,0,0,0,0,0,null,null,null,null,null,1167,5,125.66112585499353,220.82142973404376,220.82142973404376,null,652,3,32.154987686535385,335.98084730383619,76229.907114711794,null,null,null,null,null,null,null,null,null,null,null,null,null,null,null,null,null,null,null,null,null,null,null,null,null,null,null,null,null,null,null,null,null,null,null,null,null,null,null,null,null,null,null,null,null,null,null,null,null,null,null,null,null,null,null,null,null,null,1167,4,2,0,3,2]
["Biomass",0.67,0,1,1,1168,0,0,0,0,0,0,0,0,0,0,0,0,0,0,0,0,null,null,null,null,null,1168,5,125.66144890292728,230.07517739584117,230.07517739584117,null,656,3,32.154987686535385,335.98084730383619,76262.062102398326,null,null,null,null,null,null,null,null,null,null,null,null,null,null,null,null,null,null,null,null,null,null,null,null,null,null,null,null,null,null,null,null,null,null,null,null,null,null,null,null,null,null,null,null,null,null,null,null,null,null,null,null,null,null,null,null,null,null,1168,4,2,0,3,3]
["Biomass",0.67,0.33,0,0,1169,0,0,0,0,0,0,0,0,0,0,0,0,0,0,0,0,null,null,null,null,null,1169,5,130.85358728996218,166.59127317330189,166.59127317330189,null,705,3,32.155277173891555,353.21064308215568,76294.217379572219,null,null,null,null,null,null,null,null,null,null,null,null,null,null,null,null,null,null,null,null,null,null,null,null,null,null,null,null,null,null,null,null,null,null,null,null,null,null,null,null,null,null,null,null,null,null,null,null,null,null,null,null,null,null,null,null,null,null,1169,4,2,1,0,0]
["Biomass",0.67,0.33,0,0.33,1170,0,0,0,0,0,0,0,0,0,0,0,0,0,0,0,0,null,null,null,null,null,1170,5,130.85396657818268,175.48134090086168,175.48134090086168,null,709,3,32.155277173891555,353.21064308215568,76326.372656746113,null,null,null,null,null,null,null,null,null,null,null,null,null,null,null,null,null,null,null,null,null,null,null,null,null,null,null,null,null,null,null,null,null,null,null,null,null,null,null,null,null,null,null,null,null,null,null,null,null,null,null,null,null,null,null,null,null,null,1170,4,2,1,0,1]
["Biomass",0.67,0.33,0,0.67,1171,0,0,0,0,0,0,0,0,0,0,0,0,0,0,0,0,null,null,null,null,null,1171,5,130.85435800259927,184.64080833237554,184.64080833237554,null,713,3,32.155277173891555,353.21064308215568,76358.527933920006,null,null,null,null,null,null,null,null,null,null,null,null,null,null,null,null,null,null,null,null,null,null,null,null,null,null,null,null,null,null,null,null,null,null,null,null,null,null,null,null,null,null,null,null,null,null,null,null,null,null,null,null,null,null,null,null,null,null,1171,4,2,1,0,2]
["Biomass",0.67,0.33,0,1,1172,0,0,0,0,0,0,0,0,0,0,0,0,0,0,0,0,null,null,null,null,null,1172,5,130.85473853984524,193.53088330907346,193.53088330907346,null,717,3,32.155277173891555,353.21064308215568,76390.683211093899,null,null,null,null,null,null,null,null,null,null,null,null,null,null,null,null,null,null,null,null,null,null,null,null,null,null,null,null,null,null,null,null,null,null,null,null,null,null,null,null,null,null,null,null,null,null,null,null,null,null,null,null,null,null,null,null,null,null,1172,4,2,1,0,3]
["Biomass",0.67,0.33,0.33,0,1173,0,0,0,0,0,0,0,0,0,0,0,0,0,0,0,0,null,null,null,null,null,1173,5,130.85357613051391,176.4766130934762,176.4766130934762,null,1,1,6.6989380906186931,355.29511359031648,76397.382149184516,null,null,null,null,null,null,null,null,null,null,null,null,null,null,null,null,null,null,null,null,null,null,null,null,null,null,null,null,null,null,null,null,null,null,null,null,null,null,null,null,null,null,null,null,null,null,null,null,null,null,null,null,null,null,null,null,null,null,1173,4,2,1,1,0]
[{"$f":"+OFFSET($B$51,CT1460,0)","v":"Biomass"},{"$f":"+OFFSET($C$89,0,CU1460)","v":0.67},{"$f":"+OFFSET($C$89,1,CV1460)","v":0.33},{"$f":"+OFFSET($C$89,2,CW1460)","v":0.33},{"$f":"+OFFSET($C$89,3,CX1460)","v":0.33},1174,{"$f":"OFFSET($C$60,$CT1460,0)+(OFFSET($D$60,$CT1460,0)-OFFSET($C$60,$CT1460,0))*B1460","v":0},0,0,0,{"$f":"OFFSET($C$78,$CT1460,0)+(OFFSET($D$78,$CT1460,0)-OFFSET($C$78,$CT1460,0))*D1460","v":0},0,{"$f":"OFFSET($C$69,$CT1460,0)+(OFFSET($D$69,$CT1460,0)-OFFSET($C$69,$CT1460,0))*E1460","v":0},0,0,0,0,0,0,{"$f":"OFFSET($J$51,$CT1460,0)+(OFFSET($K$51,$CT1460,0)-OFFSET($J$51,$CT1460,0))*C1460","v":0},0,0,null,null,null,null,null,1174,5,130.85395539382986,185.36667942042547,185.36667942042547,null,5,1,6.6989380906186931,355.29511359031648,76404.081087275132,null,null,null,null,null,null,null,null,null,null,null,null,null,null,null,null,null,null,null,null,null,null,null,null,null,null,null,null,null,null,null,null,null,null,null,null,null,null,null,null,null,null,null,null,null,null,null,null,null,null,null,null,null,null,null,null,null,null,1174,4,2,1,1,1]
["Biomass",0.67,0.33,0.33,0.67,1175,0,0,0,0,0,0,0,0,0,0,0,0,0,0,0,0,null,null,null,null,null,1175,5,130.85434679210329,194.52614537339591,194.52614537339591,null,9,1,6.6989380906186931,355.29511359031648,76410.780025365748,null,null,null,null,null,null,null,null,null,null,null,null,null,null,null,null,null,null,null,null,null,null,null,null,null,null,null,null,null,null,null,null,null,null,null,null,null,null,null,null,null,null,null,null,null,null,null,null,null,null,null,null,null,null,null,null,null,null,1175,4,2,1,1,2]
["Biomass",0.67,0.33,0.33,1,1176,0,0,0,0,0,0,0,0,0,0,0,0,0,0,0,0,null,null,null,null,null,1176,5,130.85472730349733,203.4162188800247,203.4162188800247,null,13,1,6.6989380906186931,355.29511359031648,76417.478963456364,null,null,null,null,null,null,null,null,null,null,null,null,null,null,null,null,null,null,null,null,null,null,null,null,null,null,null,null,null,null,null,null,null,null,null,null,null,null,null,null,null,null,null,null,null,null,null,null,null,null,null,null,null,null,null,null,null,null,1176,4,2,1,1,3]
["Biomass",0.67,0.33,0.67,0,1177,0,0,0,0,0,0,0,0,0,0,0,0,0,0,0,0,null,null,null,null,null,1177,5,130.85356482959659,186.66152394865611,186.66152394865611,null,706,3,32.156348919932285,362.35440542446872,76449.635312376296,null,null,null,null,null,null,null,null,null,null,null,null,null,null,null,null,null,null,null,null,null,null,null,null,null,null,null,null,null,null,null,null,null,null,null,null,null,null,null,null,null,null,null,null,null,null,null,null,null,null,null,null,null,null,null,null,null,null,1177,4,2,1,2,0]
["Biomass",0.67,0.33,0.67,0.33,1178,0,0,0,0,0,0,0,0,0,0,0,0,0,0,0,0,null,null,null,null,null,1178,5,130.85394406748392,195.55158884122778,195.55158884122778,null,710,3,32.156348919932285,362.35440542446872,76481.791661296229,null,null,null,null,null,null,null,null,null,null,null,null,null,null,null,null,null,null,null,null,null,null,null,null,null,null,null,null,null,null,null,null,null,null,null,null,null,null,null,null,null,null,null,null,null,null,null,null,null,null,null,null,null,null,null,null,null,null,1178,4,2,1,2,1]
["Biomass",0.67,0.33,0.67,0.67,1179,0,0,0,0,0,0,0,0,0,0,0,0,0,0,0,0,null,null,null,null,null,1179,5,130.85433543906154,204.71105327992166,204.71105327992166,null,714,3,32.156348919932285,362.35440542446872,76513.948010216161,null,null,null,null,null,null,null,null,null,null,null,null,null,null,null,null,null,null,null,null,null,null,null,null,null,null,null,null,null,null,null,null,null,null,null,null,null,null,null,null,null,null,null,null,null,null,null,null,null,null,null,null,null,null,null,null,null,null,1179,4,2,1,2,2]
["Biomass",0.67,0.33,0.67,1,1180,0,0,0,0,0,0,0,0,0,0,0,0,0,0,0,0,null,null,null,null,null,1180,5,130.85471592405469,213.60112528086924,213.60112528086924,null,718,3,32.156348919932285,362.35440542446872,76546.104359136094,null,null,null,null,null,null,null,null,null,null,null,null,null,null,null,null,null,null,null,null,null,null,null,null,null,null,null,null,null,null,null,null,null,null,null,null,null,null,null,null,null,null,null,null,null,null,null,null,null,null,null,null,null,null,null,null,null,null,1180,4,2,1,2,3]
["Biomass",0.67,0.33,1,0,1181,0,0,0,0,0,0,0,0,0,0,0,0,0,0,0,0,null,null,null,null,null,1181,5,130.85355404865072,196.54689307920194,196.54689307920194,null,2,1,6.6989587861587472,363.02577156322707,76552.803317922255,null,null,null,null,null,null,null,null,null,null,null,null,null,null,null,null,null,null,null,null,null,null,null,null,null,null,null,null,null,null,null,null,null,null,null,null,null,null,null,null,null,null,null,null,null,null,null,null,null,null,null,null,null,null,null,null,null,null,1181,4,2,1,3,0]
["Biomass",0.67,0.33,1,0.33,1182,0,0,0,0,0,0,0,0,0,0,0,0,0,0,0,0,null,null,null,null,null,1182,5,130.85393326207537,205.4369565877027,205.4369565877027,null,6,1,6.6989587861587472,363.02577156322707,76559.502276708416,null,null,null,null,null,null,null,null,null,null,null,null,null,null,null,null,null,null,null,null,null,null,null,null,null,null,null,null,null,null,null,null,null,null,null,null,null,null,null,null,null,null,null,null,null,null,null,null,null,null,null,null,null,null,null,null,null,null,1182,4,2,1,3,1]
["Biomass",0.67,0.33,1,0.67,1183,0,0,0,0,0,0,0,0,0,0,0,0,0,0,0,0,null,null,null,null,null,1183,5,130.85432460796892,214.59641956514866,214.59641956514866,null,10,1,6.6989587861587472,363.02577156322707,76566.201235494576,null,null,null,null,null,null,null,null,null,null,null,null,null,null,null,null,null,null,null,null,null,null,null,null,null,null,null,null,null,null,null,null,null,null,null,null,null,null,null,null,null,null,null,null,null,null,null,null,null,null,null,null,null,null,null,null,null,null,1183,4,2,1,3,2]
["Biomass",0.67,0.33,1,1,1184,0,0,0,0,0,0,0,0,0,0,0,0,0,0,0,0,null,null,null,null,null,1184,5,130.85470506755917,223.48649011306591,223.48649011306591,null,14,1,6.6989587861587472,363.02577156322707,76572.900194280737,null,null,null,null,null,null,null,null,null,null,null,null,null,null,null,null,null,null,null,null,null,null,null,null,null,null,null,null,null,null,null,null,null,null,null,null,null,null,null,null,null,null,null,null,null,null,null,null,null,null,null,null,null,null,null,null,null,null,1184,4,2,1,3,3]
["Biomass",0.67,0.67,0,0,1185,0,0,0,0,0,0,0,0,0,0,0,0,0,0,0,0,null,null,null,null,null,1185,5,136.19959537061388,161.00561929001816,161.00561929001816,null,3,1,6.6989801316425748,370.99069267742294,76579.599174412375,null,null,null,null,null,null,null,null,null,null,null,null,null,null,null,null,null,null,null,null,null,null,null,null,null,null,null,null,null,null,null,null,null,null,null,null,null,null,null,null,null,null,null,null,null,null,null,null,null,null,null,null,null,null,null,null,null,null,1185,4,2,2,0,0]
["Biomass",0.67,0.67,0,0.33,1186,0,0,0,0,0,0,0,0,0,0,0,0,0,0,0,0,null,null,null,null,null,1186,5,136.20002461884442,169.54930346526356,169.54930346526356,null,7,1,6.6989801316425748,370.99069267742294,76586.298154544013,null,null,null,null,null,null,null,null,null,null,null,null,null,null,null,null,null,null,null,null,null,null,null,null,null,null,null,null,null,null,null,null,null,null,null,null,null,null,null,null,null,null,null,null,null,null,null,null,null,null,null,null,null,null,null,null,null,null,1186,4,2,2,0,1]
["Biomass",0.67,0.67,0,0.67,1187,0,0,0,0,0,0,0,0,0,0,0,0,0,0,0,0,null,null,null,null,null,1187,5,136.20046831005732,178.35194270748039,178.35194270748039,null,11,1,6.6989801316425748,370.99069267742294,76592.99713467565,null,null,null,null,null,null,null,null,null,null,null,null,null,null,null,null,null,null,null,null,null,null,null,null,null,null,null,null,null,null,null,null,null,null,null,null,null,null,null,null,null,null,null,null,null,null,null,null,null,null,null,null,null,null,null,null,null,null,1187,4,2,2,0,2]
["Biomass",0.67,0.67,0,1,1188,0,0,0,0,0,0,0,0,0,0,0,0,0,0,0,0,null,null,null,null,null,1188,5,136.20090036224508,186.89573579228448,186.89573579228448,null,15,1,6.6989801316425748,370.99069267742294,76599.696114807288,null,null,null,null,null,null,null,null,null,null,null,null,null,null,null,null,null,null,null,null,null,null,null,null,null,null,null,null,null,null,null,null,null,null,null,null,null,null,null,null,null,null,null,null,null,null,null,null,null,null,null,null,null,null,null,null,null,null,1188,4,2,2,0,3]
["Biomass",0.67,0.67,0.33,0,1189,0,0,0,0,0,0,0,0,0,0,0,0,0,0,0,0,null,null,null,null,null,1189,5,136.19943290817156,170.8802094575249,170.8802094575249,null,145,1,11.120221634899,371.40323631546534,76610.816336442193,null,null,null,null,null,null,null,null,null,null,null,null,null,null,null,null,null,null,null,null,null,null,null,null,null,null,null,null,null,null,null,null,null,null,null,null,null,null,null,null,null,null,null,null,null,null,null,null,null,null,null,null,null,null,null,null,null,null,1189,4,2,2,1,0]
["Biomass",0.67,0.67,0.33,0.33,1190,0,0,0,0,0,0,0,0,0,0,0,0,0,0,0,0,null,null,null,null,null,1190,5,136.19986126364066,179.42383652197108,179.42383652197108,null,149,1,11.120221634899,371.40323631546534,76621.936558077097,null,null,null,null,null,null,null,null,null,null,null,null,null,null,null,null,null,null,null,null,null,null,null,null,null,null,null,null,null,null,null,null,null,null,null,null,null,null,null,null,null,null,null,null,null,null,null,null,null,null,null,null,null,null,null,null,null,null,1190,4,2,2,1,1]
["Biomass",0.67,0.67,0.33,0.67,1191,0,0,0,0,0,0,0,0,0,0,0,0,0,0,0,0,null,null,null,null,null,1191,5,136.20030401347248,188.22641544398667,188.22641544398667,null,153,1,11.120221634899,371.40323631546534,76633.056779712002,null,null,null,null,null,null,null,null,null,null,null,null,null,null,null,null,null,null,null,null,null,null,null,null,null,null,null,null,null,null,null,null,null,null,null,null,null,null,null,null,null,null,null,null,null,null,null,null,null,null,null,null,null,null,null,null,null,null,1191,4,2,2,1,2]
["Biomass",0.67,0.67,0.33,1,1192,0,0,0,0,0,0,0,0,0,0,0,0,0,0,0,0,null,null,null,null,null,1192,5,136.20073513053543,196.77014851398505,196.77014851398505,null,157,1,11.120221634899,371.40323631546534,76644.177001346907,null,null,null,null,null,null,null,null,null,null,null,null,null,null,null,null,null,null,null,null,null,null,null,null,null,null,null,null,null,null,null,null,null,null,null,null,null,null,null,null,null,null,null,null,null,null,null,null,null,null,null,null,null,null,null,null,null,null,1192,4,2,2,1,3]
["Biomass",0.67,0.67,0.67,0,1193,0,0,0,0,0,0,0,0,0,0,0,0,0,0,0,0,null,null,null,null,null,1193,5,136.19927060425346,181.05439418477525,181.05439418477525,null,707,3,32.15745705887781,371.77525582246591,76676.334458405778,null,null,null,null,null,null,null,null,null,null,null,null,null,null,null,null,null,null,null,null,null,null,null,null,null,null,null,null,null,null,null,null,null,null,null,null,null,null,null,null,null,null,null,null,null,null,null,null,null,null,null,null,null,null,null,null,null,null,1193,4,2,2,2,0]
["Biomass",0.67,0.67,0.67,0.33,1194,0,0,0,0,0,0,0,0,0,0,0,0,0,0,0,0,null,null,null,null,null,1194,5,136.19969806809814,189.59796422958206,189.59796422958206,null,711,3,32.15745705887781,371.77525582246591,76708.491915464649,null,null,null,null,null,null,null,null,null,null,null,null,null,null,null,null,null,null,null,null,null,null,null,null,null,null,null,null,null,null,null,null,null,null,null,null,null,null,null,null,null,null,null,null,null,null,null,null,null,null,null,null,null,null,null,null,null,null,1194,4,2,2,2,1]
["Biomass",0.67,0.67,0.67,0.67,1195,0,0,0,0,0,0,0,0,0,0,0,0,0,0,0,0,null,null,null,null,null,1195,5,136.20013987780956,198.40048293212706,198.40048293212706,null,715,3,32.15745705887781,371.77525582246591,76740.64937252352,null,null,null,null,null,null,null,null,null,null,null,null,null,null,null,null,null,null,null,null,null,null,null,null,null,null,null,null,null,null,null,null,null,null,null,null,null,null,null,null,null,null,null,null,null,null,null,null,null,null,null,null,null,null,null,null,null,null,1195,4,2,2,2,2]
["Biomass",0.67,0.67,0.67,1,1196,0,0,0,0,0,0,0,0,0,0,0,0,0,0,0,0,null,null,null,null,null,1196,5,136.20057006106336,206.94415609203085,206.94415609203085,null,719,3,32.15745705887781,371.77525582246591,76772.80682958239,null,null,null,null,null,null,null,null,null,null,null,null,null,null,null,null,null,null,null,null,null,null,null,null,null,null,null,null,null,null,null,null,null,null,null,null,null,null,null,null,null,null,null,null,null,null,null,null,null,null,null,null,null,null,null,null,null,null,1196,4,2,2,2,3]
["Biomass",0.67,0.67,1,0,1197,0,0,0,0,0,0,0,0,0,0,0,0,0,0,0,0,null,null,null,null,null,1197,5,136.19911783607546,190.9296797417224,190.9296797417224,null,146,1,11.120241158339441,376.06028807311264,76783.927070740727,null,null,null,null,null,null,null,null,null,null,null,null,null,null,null,null,null,null,null,null,null,null,null,null,null,null,null,null,null,null,null,null,null,null,null,null,null,null,null,null,null,null,null,null,null,null,null,null,null,null,null,null,null,null,null,null,null,null,1197,4,2,2,3,0]
["Biomass",0.67,0.67,1,0.33,1198,0,0,0,0,0,0,0,0,0,0,0,0,0,0,0,0,null,null,null,null,null,1198,5,136.19954446072498,199.47319613510996,199.47319613510996,null,150,1,11.120241158339441,376.06028807311264,76795.047311899063,null,null,null,null,null,null,null,null,null,null,null,null,null,null,null,null,null,null,null,null,null,null,null,null,null,null,null,null,null,null,null,null,null,null,null,null,null,null,null,null,null,null,null,null,null,null,null,null,null,null,null,null,null,null,null,null,null,null,1198,4,2,2,3,1]
["Biomass",0.67,0.67,1,0.67,1199,0,0,0,0,0,0,0,0,0,0,0,0,0,0,0,0,null,null,null,null,null,1199,5,136.19998538565434,208.27565817954877,208.27565817954877,null,154,1,11.120241158339441,376.06028807311264,76806.167553057399,null,null,null,null,null,null,null,null,null,null,null,null,null,null,null,null,null,null,null,null,null,null,null,null,null,null,null,null,null,null,null,null,null,null,null,null,null,null,null,null,null,null,null,null,null,null,null,null,null,null,null,null,null,null,null,null,null,null,1199,4,2,2,3,2]
["Biomass",0.67,0.67,1,1,1200,0,0,0,0,0,0,0,0,0,0,0,0,0,0,0,0,null,null,null,null,null,1200,5,136.20041469012327,216.81927497658739,216.81927497658739,null,158,1,11.120241158339441,376.06028807311264,76817.287794215736,null,null,null,null,null,null,null,null,null,null,null,null,null,null,null,null,null,null,null,null,null,null,null,null,null,null,null,null,null,null,null,null,null,null,null,null,null,null,null,null,null,null,null,null,null,null,null,null,null,null,null,null,null,null,null,null,null,null,1200,4,2,2,3,3]
["Biomass",0.67,1,0,0,1201,0,0,0,0,0,0,0,0,0,0,0,0,0,0,0,0,null,null,null,null,null,1201,5,141.3780628251744,155.28061691841862,155.28061691841862,null,4,1,6.6990008714929328,378.72135218387911,76823.986795087229,null,null,null,null,null,null,null,null,null,null,null,null,null,null,null,null,null,null,null,null,null,null,null,null,null,null,null,null,null,null,null,null,null,null,null,null,null,null,null,null,null,null,null,null,null,null,null,null,null,null,null,null,null,null,null,null,null,null,1201,4,2,3,0,0]
["Biomass",0.67,1,0,0.33,1202,0,0,0,0,0,0,0,0,0,0,0,0,0,0,0,0,null,null,null,null,null,1202,5,141.37847008270856,163.50871541543671,163.50871541543671,null,8,1,6.6990008714929328,378.72135218387911,76830.685795958721,null,null,null,null,null,null,null,null,null,null,null,null,null,null,null,null,null,null,null,null,null,null,null,null,null,null,null,null,null,null,null,null,null,null,null,null,null,null,null,null,null,null,null,null,null,null,null,null,null,null,null,null,null,null,null,null,null,null,1202,4,2,3,0,1]
["Biomass",0.67,1,0,0.67,1203,0,0,0,0,0,0,0,0,0,0,0,0,0,0,0,0,null,null,null,null,null,1203,5,141.37889024028834,171.98614492705502,171.98614492705502,null,12,1,6.6990008714929328,378.72135218387911,76837.384796830214,null,null,null,null,null,null,null,null,null,null,null,null,null,null,null,null,null,null,null,null,null,null,null,null,null,null,null,null,null,null,null,null,null,null,null,null,null,null,null,null,null,null,null,null,null,null,null,null,null,null,null,null,null,null,null,null,null,null,1203,4,2,3,0,2]
["Biomass",0.67,1,0,1,1204,0,0,0,0,0,0,0,0,0,0,0,0,0,0,0,0,null,null,null,null,null,1204,5,141.37929858183995,180.21423300968752,180.21423300968752,null,16,1,6.6990008714929328,378.72135218387911,76844.083797701707,null,null,null,null,null,null,null,null,null,null,null,null,null,null,null,null,null,null,null,null,null,null,null,null,null,null,null,null,null,null,null,null,null,null,null,null,null,null,null,null,null,null,null,null,null,null,null,null,null,null,null,null,null,null,null,null,null,null,1204,4,2,3,0,3]
["Biomass",0.67,1,0.33,0,1205,0,0,0,0,0,0,0,0,0,0,0,0,0,0,0,0,null,null,null,null,null,1205,5,141.3645089415439,164.27568141990855,164.27568141990855,null,147,1,11.120261285645173,380.858462918481,76855.20405898735,null,null,null,null,null,null,null,null,null,null,null,null,null,null,null,null,null,null,null,null,null,null,null,null,null,null,null,null,null,null,null,null,null,null,null,null,null,null,null,null,null,null,null,null,null,null,null,null,null,null,null,null,null,null,null,null,null,null,1205,4,2,3,1,0]
["Biomass",0.67,1,0.33,0.33,1206,0,0,0,0,0,0,0,0,0,0,0,0,0,0,0,0,null,null,null,null,null,1206,5,141.36489653061363,172.5030389084481,172.5030389084481,null,151,1,11.120261285645173,380.858462918481,76866.324320272994,null,null,null,null,null,null,null,null,null,null,null,null,null,null,null,null,null,null,null,null,null,null,null,null,null,null,null,null,null,null,null,null,null,null,null,null,null,null,null,null,null,null,null,null,null,null,null,null,null,null,null,null,null,null,null,null,null,null,{"$f":"+F1492","v":1206},{"$f":"+IF(CU1492<CU1491,IF(CT1491+1>CT$286-1,0,CT1491+1),CT1491)","v":4},{"$f":"+IF(CV1492<CV1491,IF(CU1491+1>CU$286-1,0,CU1491+1),CU1491)","v":2},{"$f":"+IF(CW1492<CW1491,IF(CV1491+1>CV$286-1,0,CV1491+1),CV1491)","v":3},{"$f":"+IF(CX1492<CX1491,IF(CW1491+1>CW$286-1,0,CW1491+1),CW1491)","v":1},1]
["Biomass",0.67,1,0.33,0.67,1207,0,0,0,0,0,0,0,0,0,0,0,0,0,0,0,0,null,null,null,null,null,1207,5,141.3652984140459,180.97983614184645,180.97983614184645,null,155,1,11.120261285645173,380.858462918481,76877.444581558637,null,null,null,null,null,null,null,null,null,null,null,null,null,null,null,null,null,null,null,null,null,null,null,null,null,null,null,null,null,null,null,null,null,null,null,null,null,null,null,null,null,null,null,null,null,null,null,null,null,null,null,null,null,null,null,null,null,null,1207,4,2,3,1,2]
["Biomass",0.67,1,0.33,1,1208,0,0,0,0,0,0,0,0,0,0,0,0,0,0,0,0,null,null,null,null,null,1208,5,141.36569098608891,189.20743993568371,189.20743993568371,null,159,1,11.120261285645173,380.858462918481,76888.56484284428,null,null,null,null,null,null,null,null,null,null,null,null,null,null,null,null,null,null,null,null,null,null,null,null,null,null,null,null,null,null,null,null,null,null,null,null,null,null,null,null,null,null,null,null,null,null,null,null,null,null,null,null,null,null,null,null,null,null,1208,4,2,3,1,3]
["Biomass",0.67,1,0.67,0,1209,0,0,0,0,0,0,0,0,0,0,0,0,0,0,0,0,null,null,null,null,null,1209,5,141.36472025164178,174.47529216129971,174.47529216129971,null,708,3,32.158536653366447,380.91905913839344,76920.723379497649,null,null,null,null,null,null,null,null,null,null,null,null,null,null,null,null,null,null,null,null,null,null,null,null,null,null,null,null,null,null,null,null,null,null,null,null,null,null,null,null,null,null,null,null,null,null,null,null,null,null,null,null,null,null,null,null,null,null,1209,4,2,3,2,0]
["Biomass",0.67,1,0.67,0.33,1210,0,0,0,0,0,0,0,0,0,0,0,0,0,0,0,0,null,null,null,null,null,1210,5,141.36511133322398,182.70286933556008,182.70286933556008,null,712,3,32.158536653366447,380.91905913839344,76952.881916151018,null,null,null,null,null,null,null,null,null,null,null,null,null,null,null,null,null,null,null,null,null,null,null,null,null,null,null,null,null,null,null,null,null,null,null,null,null,null,null,null,null,null,null,null,null,null,null,null,null,null,null,null,null,null,null,null,null,null,1210,4,2,3,2,1]
["Biomass",0.67,1,0.67,0.67,1211,0,0,0,0,0,0,0,0,0,0,0,0,0,0,0,0,null,null,null,null,null,1211,5,141.36551680961,191.17989228652473,191.17989228652473,null,716,3,32.158536653366447,380.91905913839344,76985.040452804387,null,null,null,null,null,null,null,null,null,null,null,null,null,null,null,null,null,null,null,null,null,null,null,null,null,null,null,null,null,null,null,null,null,null,null,null,null,null,null,null,null,null,null,null,null,null,null,null,null,null,null,null,null,null,null,null,null,null,1211,4,2,3,2,2]
["Biomass",0.67,1,0.67,1,1212,0,0,0,0,0,0,0,0,0,0,0,0,0,0,0,0,null,null,null,null,null,1212,5,141.36591286167143,199.40771442230826,199.40771442230826,null,720,3,32.158536653366447,380.91905913839344,77017.198989457756,null,null,null,null,null,null,null,null,null,null,null,null,null,null,null,null,null,null,null,null,null,null,null,null,null,null,null,null,null,null,null,null,null,null,null,null,null,null,null,null,null,null,null,null,null,null,null,null,null,null,null,null,null,null,null,null,null,null,1212,4,2,3,2,3]
["Biomass",0.67,1,1,0,1213,0,0,0,0,0,0,0,0,0,0,0,0,0,0,0,0,null,null,null,null,null,1213,5,141.36492384239364,184.37481783935891,184.37481783935891,null,148,1,11.120280832868689,385.51551527631096,77028.319270290624,null,null,null,null,null,null,null,null,null,null,null,null,null,null,null,null,null,null,null,null,null,null,null,null,null,null,null,null,null,null,null,null,null,null,null,null,null,null,null,null,null,null,null,null,null,null,null,null,null,null,null,null,null,null,null,null,null,null,1213,4,2,3,3,0]
["Biomass",0.67,1,1,0.33,1214,0,0,0,0,0,0,0,0,0,0,0,0,0,0,0,0,null,null,null,null,null,1214,5,141.36531819988977,192.6026009171344,192.6026009171344,null,152,1,11.120280832868689,385.51551527631096,77039.439551123491,null,null,null,null,null,null,null,null,null,null,null,null,null,null,null,null,null,null,null,null,null,null,null,null,null,null,null,null,null,null,null,null,null,null,null,null,null,null,null,null,null,null,null,null,null,null,null,null,null,null,null,null,null,null,null,null,null,null,1214,4,2,3,3,1]
["Biomass",0.67,1,1,0.67,1215,0,0,0,0,0,0,0,0,0,0,0,0,0,0,0,0,null,null,null,null,null,1215,5,141.36572704392685,201.07983526457656,201.07983526457656,null,156,1,11.120280832868689,385.51551527631096,77050.559831956358,null,null,null,null,null,null,null,null,null,null,null,null,null,null,null,null,null,null,null,null,null,null,null,null,null,null,null,null,null,null,null,null,null,null,null,null,null,null,null,null,null,null,null,null,null,null,null,null,null,null,null,null,null,null,null,null,null,null,1215,4,2,3,3,2]
["Biomass",0.67,1,1,1,1216,0,0,0,0,0,0,0,0,0,0,0,0,0,0,0,0,null,null,null,null,null,1216,5,141.36612635536218,209.30786173201352,209.30786173201352,null,160,1,11.120280832868689,385.51551527631096,77061.680112789225,null,null,null,null,null,null,null,null,null,null,null,null,null,null,null,null,null,null,null,null,null,null,null,null,null,null,null,null,null,null,null,null,null,null,null,null,null,null,null,null,null,null,null,null,null,null,null,null,null,null,null,null,null,null,null,null,null,null,1216,4,2,3,3,3]
["Biomass",1,0,0,0,1217,0,0,0,0,0,0,0,0,0,0,0,0,0,0,0,0,null,null,null,null,null,1217,5,125.66913910682075,190.53096890102978,{"$f":"IF(AE1503<0,0,AE1503)","v":190.53096890102978},null,209,1,11.120231555549752,448.93466451195127,77072.800344344781,null,null,null,null,null,null,null,null,null,null,null,null,null,null,null,null,null,null,null,null,null,null,null,null,null,null,null,null,null,null,null,null,null,null,null,null,null,null,null,null,null,null,null,null,null,null,null,null,null,null,null,null,null,null,null,null,null,null,1217,4,3,0,0,0]
["Biomass",1,0,0,0.33,1218,0,{"$f":"+OFFSET($J$78,$CT1504,0)","v":0},{"$f":"+OFFSET($J$78,$CT1504,1)","v":0},{"$f":"+OFFSET($J$78,$CT1504,2)","v":0},0,{"$f":"+OFFSET($F$78,$CT1504,0)","v":0},0,{"$f":"+OFFSET($C$51,$CT1504,0)/$D$284","v":0},{"$f":"+OFFSET($D$51,$CT1504,0)","v":0},{"$f":"+OFFSET($E$51,$CT1504,0)","v":0},{"$f":"+OFFSET($F$51,$CT1504,0)","v":0},{"$f":"+OFFSET($G$51,$CT1504,0)","v":0},{"$f":"+OFFSET($H$51,$CT1504,0)","v":0},0,{"$f":"+OFFSET($H$78,$CT1504,0)","v":0},{"$f":"+OFFSET($I$78,$CT1504,0)","v":0},null,null,null,null,null,{"$f":"+F1504","v":1218},{"$f":"+CT1504+1","v":5},125.66947010148772,199.78841788251063,199.78841788251063,null,213,1,11.120231555549752,448.93466451195127,{"$f":"AL1503+AJ1504","v":77083.920575900338},null,null,null,null,null,null,null,null,null,null,null,null,null,null,null,null,null,null,null,null,null,null,null,null,null,null,null,null,null,null,null,null,null,null,null,null,null,null,null,null,null,null,null,null,null,null,null,null,null,null,null,null,null,null,null,null,null,null,1218,4,3,0,0,{"$f":"+MOD($CS1504-1,CX$286)","v":1}]
["Biomass",1,0,0,0.67,{"$f":"+F1504+1","v":1219},0,0,0,0,0,0,0,0,0,0,0,0,0,0,0,0,null,null,null,null,null,1219,5,125.66981239098757,209.32647109627356,209.32647109627356,null,217,1,11.120231555549752,448.93466451195127,77095.040807455895,null,null,null,null,null,null,null,null,null,null,null,null,null,null,null,null,null,null,null,null,null,null,null,null,null,null,null,null,null,null,null,null,null,null,null,null,null,null,null,null,null,null,null,null,null,null,null,null,null,null,null,null,null,null,null,null,null,null,1219,4,3,0,0,2]
["Biomass",1,0,0,1,1220,0,0,0,0,0,0,0,0,0,0,0,0,0,0,0,0,null,null,null,null,null,1220,5,125.67014585928619,218.58406815786793,218.58406815786793,null,221,1,11.120231555549752,448.93466451195127,77106.161039011451,null,null,null,null,null,null,null,null,null,null,null,null,null,null,null,null,null,null,null,null,null,null,null,null,null,null,null,null,null,null,null,null,null,null,null,null,null,null,null,null,null,null,null,null,null,null,null,null,null,null,null,null,null,null,null,null,null,null,1220,4,3,0,0,3]
["Biomass",1,0,0.33,0,1221,0,0,0,0,0,0,0,0,0,0,0,0,0,0,0,0,null,null,null,null,null,1221,5,125.66914247270026,200.41748571929006,200.41748571929006,null,210,1,11.120247692528999,453.59177543738878,77117.281286703976,null,null,null,null,null,null,null,null,null,null,null,null,null,null,null,null,null,null,null,null,null,null,null,null,null,null,null,null,null,null,null,null,null,null,null,null,null,null,null,null,null,null,null,null,null,null,null,null,null,null,null,null,null,null,null,null,null,null,1221,4,3,0,1,0]
["Biomass",1,0,0.33,0.33,1222,0,0,0,0,0,0,0,0,0,0,0,0,0,0,0,0,null,null,null,null,null,1222,5,125.66947376264298,209.67496224820533,209.67496224820533,null,214,1,11.120247692528999,453.59177543738878,77128.4015343965,null,null,null,null,null,null,null,null,null,null,null,null,null,null,null,null,null,null,null,null,null,null,null,null,null,null,null,null,null,null,null,null,null,null,null,null,null,null,null,null,null,null,null,null,null,null,null,null,null,null,null,null,null,null,null,null,null,null,1222,4,3,0,1,1]
["Biomass",1,0,0.33,0.67,1223,0,0,0,0,0,0,0,0,0,0,0,0,0,0,0,0,null,null,null,null,null,1223,5,125.66981636789504,219.21304489528796,219.21304489528796,null,218,1,11.120247692528999,453.59177543738878,77139.521782089025,null,null,null,null,null,null,null,null,null,null,null,null,null,null,null,null,null,null,null,null,null,null,null,null,null,null,null,null,null,null,null,null,null,null,null,null,null,null,null,null,null,null,null,null,null,null,null,null,null,null,null,null,null,null,null,null,null,null,1223,4,3,0,1,2]
["Biomass",1,0,0.33,1,1224,0,0,0,0,0,0,0,0,0,0,0,0,0,0,0,0,null,null,null,null,null,1224,5,125.67015015393292,228.47067155105498,228.47067155105498,null,222,1,11.120247692528999,453.59177543738878,77150.642029781549,null,null,null,null,null,null,null,null,null,null,null,null,null,null,null,null,null,null,null,null,null,null,null,null,null,null,null,null,null,null,null,null,null,null,null,null,null,null,null,null,null,null,null,null,null,null,null,null,null,null,null,null,null,null,null,null,null,null,1224,4,3,0,1,3]
["Biomass",1,0,0.67,0,1225,0,0,0,0,0,0,0,0,0,0,0,0,0,0,0,0,null,null,null,null,null,1225,5,125.6691461020591,210.60360912265133,210.60360912265133,null,211,1,11.120264326864392,458.39001121350134,77161.762294108412,null,null,null,null,null,null,null,null,null,null,null,null,null,null,null,null,null,null,null,null,null,null,null,null,null,null,null,null,null,null,null,null,null,null,null,null,null,null,null,null,null,null,null,null,null,null,null,null,null,null,null,null,null,null,null,null,null,null,1225,4,3,0,2,0]
["Biomass",1,0,0.67,0.33,1226,0,0,0,0,0,0,0,0,0,0,0,0,0,0,0,0,null,null,null,null,null,1226,5,125.66947770464067,219.86111481576847,219.86111481576847,null,215,1,11.120264326864392,458.39001121350134,77172.882558435274,null,null,null,null,null,null,null,null,null,null,null,null,null,null,null,null,null,null,null,null,null,null,null,null,null,null,null,null,null,null,null,null,null,null,null,null,null,null,null,null,null,null,null,null,null,null,null,null,null,null,null,null,null,null,null,null,null,null,1226,4,3,0,2,1]
["Biomass",1,0,0.67,0.67,1227,0,0,0,0,0,0,0,0,0,0,0,0,0,0,0,0,null,null,null,null,null,1227,5,125.66982064394628,229.3992285988445,229.3992285988445,null,219,1,11.120264326864392,458.39001121350134,77184.002822762137,null,null,null,null,null,null,null,null,null,null,null,null,null,null,null,null,null,null,null,null,null,null,null,null,null,null,null,null,null,null,null,null,null,null,null,null,null,null,null,null,null,null,null,null,null,null,null,null,null,null,null,null,null,null,null,null,null,null,1227,4,3,0,2,2]
["Biomass",1,0,0.67,1,1228,0,0,0,0,0,0,0,0,0,0,0,0,0,0,0,0,null,null,null,null,null,1228,5,125.67015476588715,238.65688653719644,238.65688653719644,null,223,1,11.120264326864392,458.39001121350134,77195.123087088999,null,null,null,null,null,null,null,null,null,null,null,null,null,null,null,null,null,null,null,null,null,null,null,null,null,null,null,null,null,null,null,null,null,null,null,null,null,null,null,null,null,null,null,null,null,null,null,null,null,null,null,null,null,null,null,null,null,null,1228,4,3,0,2,3]
["Biomass",1,0,1,0,1229,0,0,0,0,0,0,0,0,0,0,0,0,0,0,0,0,null,null,null,null,null,1229,5,125.6691497862704,220.49015583851755,220.49015583851755,null,212,1,11.120280480071473,463.04712267855905,77206.24336756907,null,null,null,null,null,null,null,null,null,null,null,null,null,null,null,null,null,null,null,null,null,null,null,null,null,null,null,null,null,null,null,null,null,null,null,null,null,null,null,null,null,null,null,null,null,null,null,null,null,null,null,null,null,null,null,null,null,null,1229,4,3,0,3,0]
["Biomass",1,0,1,0.33,1230,0,0,0,0,0,0,0,0,0,0,0,0,0,0,0,0,null,null,null,null,null,1230,5,125.66948170051766,229.74769060193557,229.74769060193557,null,216,1,11.120280480071473,463.04712267855905,77217.36364804914,null,null,null,null,null,null,null,null,null,null,null,null,null,null,null,null,null,null,null,null,null,null,null,null,null,null,null,null,null,null,null,null,null,null,null,null,null,null,null,null,null,null,null,null,null,null,null,null,null,null,null,null,null,null,null,null,null,null,1230,4,3,0,3,1]
["Biomass",1,0,1,0.67,1231,0,0,0,0,0,0,0,0,0,0,0,0,0,0,0,0,null,null,null,null,null,1231,5,125.66982497258174,239.28583539695134,239.28583539695134,null,220,1,11.120280480071473,463.04712267855905,77228.483928529211,null,null,null,null,null,null,null,null,null,null,null,null,null,null,null,null,null,null,null,null,null,null,null,null,null,null,null,null,null,null,null,null,null,null,null,null,null,null,null,null,null,null,null,null,null,null,null,null,null,null,null,null,null,null,null,null,null,null,1231,4,3,0,3,2]
["Biomass",1,0,1,1,1232,0,0,0,0,0,0,0,0,0,0,0,0,0,0,0,0,null,null,null,null,null,1232,5,125.67015942888023,248.54352447059424,248.54352447059424,null,224,1,11.120280480071473,463.04712267855905,77239.604209009281,null,null,null,null,null,null,null,null,null,null,null,null,null,null,null,null,null,null,null,null,null,null,null,null,null,null,null,null,null,null,null,null,null,null,null,null,null,null,null,null,null,null,null,null,null,null,null,null,null,null,null,null,null,null,null,null,null,null,1232,4,3,0,3,3]
["Biomass",1,0.33,0,0,1233,0,0,0,0,0,0,0,0,0,0,0,0,0,0,0,0,null,null,null,null,null,1233,5,130.86210632160174,184.36865741411134,184.36865741411134,null,65,1,6.6999174016293006,486.66282022035824,77246.304126410905,null,null,null,null,null,null,null,null,null,null,null,null,null,null,null,null,null,null,null,null,null,null,null,null,null,null,null,null,null,null,null,null,null,null,null,null,null,null,null,null,null,null,null,null,null,null,null,null,null,null,null,null,null,null,null,null,null,null,1233,4,3,1,0,0]
["Biomass",1,0.33,0,0.33,1234,0,0,0,0,0,0,0,0,0,0,0,0,0,0,0,0,null,null,null,null,null,1234,5,130.86254538350178,193.26717793854061,193.26717793854061,null,69,1,6.6999174016293006,486.66282022035824,77253.004043812529,null,null,null,null,null,null,null,null,null,null,null,null,null,null,null,null,null,null,null,null,null,null,null,null,null,null,null,null,null,null,null,null,null,null,null,null,null,null,null,null,null,null,null,null,null,null,null,null,null,null,null,null,null,null,null,null,null,null,1234,4,3,1,0,1]
["Biomass",1,0.33,0,0.67,1235,0,0,0,0,0,0,0,0,0,0,0,0,0,0,0,0,null,null,null,null,null,1235,5,130.86299980468573,202.43547995064651,202.43547995064651,null,73,1,6.6999174016293006,486.66282022035824,77259.703961214153,null,null,null,null,null,null,null,null,null,null,null,null,null,null,null,null,null,null,null,null,null,null,null,null,null,null,null,null,null,null,null,null,null,null,null,null,null,null,null,null,null,null,null,null,null,null,null,null,null,null,null,null,null,null,null,null,null,null,1235,4,3,1,0,2]
["Biomass",1,0.33,0,1,1236,0,0,0,0,0,0,0,0,0,0,0,0,0,0,0,0,null,null,null,null,null,1236,5,130.86344286938916,211.33425264127757,211.33425264127757,null,77,1,6.6999174016293006,486.66282022035824,77266.403878615776,null,null,null,null,null,null,null,null,null,null,null,null,null,null,null,null,null,null,null,null,null,null,null,null,null,null,null,null,null,null,null,null,null,null,null,null,null,null,null,null,null,null,null,null,null,null,null,null,null,null,null,null,null,null,null,null,null,null,1236,4,3,1,0,3]
["Biomass",1,0.33,0.33,0,1237,0,0,0,0,0,0,0,0,0,0,0,0,0,0,0,0,null,null,null,null,null,1237,5,130.86208214126489,194.25274894274617,194.25274894274617,null,66,1,6.699931973166434,494.39129331029778,77273.103810588946,null,null,null,null,null,null,null,null,null,null,null,null,null,null,null,null,null,null,null,null,null,null,null,null,null,null,null,null,null,null,null,null,null,null,null,null,null,null,null,null,null,null,null,null,null,null,null,null,null,null,null,null,null,null,null,null,null,null,1237,4,3,1,1,0]
[{"$f":"+OFFSET($B$51,CT1524,0)","v":"Biomass"},{"$f":"+OFFSET($C$89,0,CU1524)","v":1},{"$f":"+OFFSET($C$89,1,CV1524)","v":0.33},{"$f":"+OFFSET($C$89,2,CW1524)","v":0.33},{"$f":"+OFFSET($C$89,3,CX1524)","v":0.33},1238,{"$f":"OFFSET($C$60,$CT1524,0)+(OFFSET($D$60,$CT1524,0)-OFFSET($C$60,$CT1524,0))*B1524","v":0},0,0,0,{"$f":"OFFSET($C$78,$CT1524,0)+(OFFSET($D$78,$CT1524,0)-OFFSET($C$78,$CT1524,0))*D1524","v":0},0,{"$f":"OFFSET($C$69,$CT1524,0)+(OFFSET($D$69,$CT1524,0)-OFFSET($C$69,$CT1524,0))*E1524","v":0},0,0,0,0,0,0,{"$f":"OFFSET($J$51,$CT1524,0)+(OFFSET($K$51,$CT1524,0)-OFFSET($J$51,$CT1524,0))*C1524","v":0},0,0,null,null,null,null,null,1238,5,130.86252197988333,203.15133813809669,203.15133813809669,null,70,1,6.699931973166434,494.39129331029778,77279.803742562115,null,null,null,null,null,null,null,null,null,null,null,null,null,null,null,null,null,null,null,null,null,null,null,null,null,null,null,null,null,null,null,null,null,null,null,null,null,null,null,null,null,null,null,null,null,null,null,null,null,null,null,null,null,null,null,null,null,null,1238,4,3,1,1,1]
["Biomass",1,0.33,0.33,0.67,1239,0,0,0,0,0,0,0,0,0,0,0,0,0,0,0,0,null,null,null,null,null,1239,5,130.86297720622079,212.31971126131333,212.31971126131333,null,74,1,6.699931973166434,494.39129331029778,77286.503674535285,null,null,null,null,null,null,null,null,null,null,null,null,null,null,null,null,null,null,null,null,null,null,null,null,null,null,null,null,null,null,null,null,null,null,null,null,null,null,null,null,null,null,null,null,null,null,null,null,null,null,null,null,null,null,null,null,null,null,1239,4,3,1,1,2]
["Biomass",1,0.33,0.33,1,1240,0,0,0,0,0,0,0,0,0,0,0,0,0,0,0,0,null,null,null,null,null,1240,5,130.86342105718077,221.21855332262251,221.21855332262251,null,78,1,6.699931973166434,494.39129331029778,77293.203606508454,null,null,null,null,null,null,null,null,null,null,null,null,null,null,null,null,null,null,null,null,null,null,null,null,null,null,null,null,null,null,null,null,null,null,null,null,null,null,null,null,null,null,null,null,null,null,null,null,null,null,null,null,null,null,null,null,null,null,1240,4,3,1,1,3]
["Biomass",1,0.33,0.67,0,1241,0,0,0,0,0,0,0,0,0,0,0,0,0,0,0,0,null,null,null,null,null,1241,5,130.86205847096809,204.43646683885558,204.43646683885558,null,67,1,6.6999469784275245,502.35390965646485,77299.903553486874,null,null,null,null,null,null,null,null,null,null,null,null,null,null,null,null,null,null,null,null,null,null,null,null,null,null,null,null,null,null,null,null,null,null,null,null,null,null,null,null,null,null,null,null,null,null,null,null,null,null,null,null,null,null,null,null,null,null,1241,4,3,1,2,0]
["Biomass",1,0.33,0.67,0.33,1242,0,0,0,0,0,0,0,0,0,0,0,0,0,0,0,0,null,null,null,null,null,1242,5,130.86249910963815,213.33512671700328,213.33512671700328,null,71,1,6.6999469784275245,502.35390965646485,77306.603500465295,null,null,null,null,null,null,null,null,null,null,null,null,null,null,null,null,null,null,null,null,null,null,null,null,null,null,null,null,null,null,null,null,null,null,null,null,null,null,null,null,null,null,null,null,null,null,null,null,null,null,null,null,null,null,null,null,null,null,1242,4,3,1,2,1]
["Biomass",1,0.33,0.67,0.67,1243,0,0,0,0,0,0,0,0,0,0,0,0,0,0,0,0,null,null,null,null,null,1243,5,130.86295516534014,222.50357303728123,222.50357303728123,null,75,1,6.6999469784275245,502.35390965646485,77313.303447443715,null,null,null,null,null,null,null,null,null,null,null,null,null,null,null,null,null,null,null,null,null,null,null,null,null,null,null,null,null,null,null,null,null,null,null,null,null,null,null,null,null,null,null,null,null,null,null,null,null,null,null,null,null,null,null,null,null,null,1243,4,3,1,2,2]
["Biomass",1,0.33,0.67,1,1244,0,0,0,0,0,0,0,0,0,0,0,0,0,0,0,0,null,null,null,null,null,1244,5,130.86339982621979,231.4024865064624,231.4024865064624,null,79,1,6.6999469784275245,502.35390965646485,77320.003394422136,null,null,null,null,null,null,null,null,null,null,null,null,null,null,null,null,null,null,null,null,null,null,null,null,null,null,null,null,null,null,null,null,null,null,null,null,null,null,null,null,null,null,null,null,null,null,null,null,null,null,null,null,null,null,null,null,null,null,1244,4,3,1,2,3]
["Biomass",1,0.33,1,0,1245,0,0,0,0,0,0,0,0,0,0,0,0,0,0,0,0,null,null,null,null,null,1245,5,130.86203669330834,214.32076801514319,214.32076801514319,null,68,1,6.6999615346495096,510.0822798078334,77326.703355956779,null,null,null,null,null,null,null,null,null,null,null,null,null,null,null,null,null,null,null,null,null,null,null,null,null,null,null,null,null,null,null,null,null,null,null,null,null,null,null,null,null,null,null,null,null,null,null,null,null,null,null,null,null,null,null,null,null,null,1245,4,3,1,3,0]
["Biomass",1,0.33,1,0.33,1246,0,0,0,0,0,0,0,0,0,0,0,0,0,0,0,0,null,null,null,null,null,1246,5,130.86247810834405,223.21949643442764,223.21949643442764,null,72,1,6.6999615346495096,510.0822798078334,77333.403317491422,null,null,null,null,null,null,null,null,null,null,null,null,null,null,null,null,null,null,null,null,null,null,null,null,null,null,null,null,null,null,null,null,null,null,null,null,null,null,null,null,null,null,null,null,null,null,null,null,null,null,null,null,null,null,null,null,null,null,1246,4,3,1,3,1]
["Biomass",1,0.33,1,0.67,1247,0,0,0,0,0,0,0,0,0,0,0,0,0,0,0,0,null,null,null,null,null,1247,5,130.86293496887671,232.38801373619691,232.38801373619691,null,76,1,6.6999615346495096,510.0822798078334,77340.103279026065,null,null,null,null,null,null,null,null,null,null,null,null,null,null,null,null,null,null,null,null,null,null,null,null,null,null,null,null,null,null,null,null,null,null,null,null,null,null,null,null,null,null,null,null,null,null,null,null,null,null,null,null,null,null,null,null,null,null,1247,4,3,1,3,2]
["Biomass",1,0.33,1,1,1248,0,0,0,0,0,0,0,0,0,0,0,0,0,0,0,0,null,null,null,null,null,1248,5,130.86338041573453,241.2869964538308,241.2869964538308,null,80,1,6.6999615346495096,510.0822798078334,77346.803240560708,null,null,null,null,null,null,null,null,null,null,null,null,null,null,null,null,null,null,null,null,null,null,null,null,null,null,null,null,null,null,null,null,null,null,null,null,null,null,null,null,null,null,null,null,null,null,null,null,null,null,null,null,null,null,null,null,null,null,1248,4,3,1,3,3]
["Biomass",1,0.67,0,0,1249,0,0,0,0,0,0,0,0,0,0,0,0,0,0,0,0,null,null,null,null,null,1249,5,136.19121445293146,176.74779846354161,176.74779846354161,null,129,1,6.6994704020010909,618.42798599440221,77353.502710962712,null,null,null,null,null,null,null,null,null,null,null,null,null,null,null,null,null,null,null,null,null,null,null,null,null,null,null,null,null,null,null,null,null,null,null,null,null,null,null,null,null,null,null,null,null,null,null,null,null,null,null,null,null,null,null,null,null,null,1249,4,3,2,0,0]
["Biomass",1,0.67,0,0.33,1250,0,0,0,0,0,0,0,0,0,0,0,0,0,0,0,0,null,null,null,null,null,1250,5,136.19154435133333,185.28766789990527,185.28766789990527,null,133,1,6.6994704020010909,618.42798599440221,77360.202181364715,null,null,null,null,null,null,null,null,null,null,null,null,null,null,null,null,null,null,null,null,null,null,null,null,null,null,null,null,null,null,null,null,null,null,null,null,null,null,null,null,null,null,null,null,null,null,null,null,null,null,null,null,null,null,null,null,null,null,1250,4,3,2,0,1]
["Biomass",1,0.67,0,0.67,1251,0,0,0,0,0,0,0,0,0,0,0,0,0,0,0,0,null,null,null,null,null,1251,5,136.19188446992246,194.08630180043565,194.08630180043565,null,137,1,6.6994704020010909,618.42798599440221,77366.901651766719,null,null,null,null,null,null,null,null,null,null,null,null,null,null,null,null,null,null,null,null,null,null,null,null,null,null,null,null,null,null,null,null,null,null,null,null,null,null,null,null,null,null,null,null,null,null,null,null,null,null,null,null,null,null,null,null,null,null,1251,4,3,2,0,2]
["Biomass",1,0.67,0,1,1252,0,0,0,0,0,0,0,0,0,0,0,0,0,0,0,0,null,null,null,null,null,1252,5,136.19221479986228,202.62613329272443,202.62613329272443,null,141,1,6.6994704020010909,618.42798599440221,77373.601122168722,null,null,null,null,null,null,null,null,null,null,null,null,null,null,null,null,null,null,null,null,null,null,null,null,null,null,null,null,null,null,null,null,null,null,null,null,null,null,null,null,null,null,null,null,null,null,null,null,null,null,null,null,null,null,null,null,null,null,1252,4,3,2,0,3]
["Biomass",1,0.67,0.33,0,1253,0,0,0,0,0,0,0,0,0,0,0,0,0,0,0,0,null,null,null,null,null,1253,5,136.19123566611032,186.63569201043137,186.63569201043137,null,130,1,6.6994810816519204,626.15441581925268,77380.300603250376,null,null,null,null,null,null,null,null,null,null,null,null,null,null,null,null,null,null,null,null,null,null,null,null,null,null,null,null,null,null,null,null,null,null,null,null,null,null,null,null,null,null,null,null,null,null,null,null,null,null,null,null,null,null,null,null,null,null,1253,4,3,2,1,0]
["Biomass",1,0.67,0.33,0.33,1254,0,0,0,0,0,0,0,0,0,0,0,0,0,0,0,0,null,null,null,null,null,1254,5,136.19156551198282,195.17555631652243,195.17555631652243,null,134,1,6.6994810816519204,626.15441581925268,77387.00008433203,null,null,null,null,null,null,null,null,null,null,null,null,null,null,null,null,null,null,null,null,null,null,null,null,null,null,null,null,null,null,null,null,null,null,null,null,null,null,null,null,null,null,null,null,null,null,null,null,null,null,null,null,null,null,null,null,null,null,1254,4,3,2,1,1]
["Biomass",1,0.67,0.33,0.67,1255,0,0,0,0,0,0,0,0,0,0,0,0,0,0,0,0,null,null,null,null,null,1255,5,136.19190557672428,203.97418495857781,203.97418495857781,null,138,1,6.6994810816519204,626.15441581925268,77393.699565413684,null,null,null,null,null,null,null,null,null,null,null,null,null,null,null,null,null,null,null,null,null,null,null,null,null,null,null,null,null,null,null,null,null,null,null,null,null,null,null,null,null,null,null,null,null,null,null,null,null,null,null,null,null,null,null,null,null,null,1255,4,3,2,1,2]
["Biomass",1,0.67,0.33,1,1256,0,0,0,0,0,0,0,0,0,0,0,0,0,0,0,0,null,null,null,null,null,1256,5,136.19223585466779,212.5140113736168,212.5140113736168,null,142,1,6.6994810816519204,626.15441581925268,77400.399046495339,null,null,null,null,null,null,null,null,null,null,null,null,null,null,null,null,null,null,null,null,null,null,null,null,null,null,null,null,null,null,null,null,null,null,null,null,null,null,null,null,null,null,null,null,null,null,null,null,null,null,null,null,null,null,null,null,null,null,1256,4,3,2,1,3]
["Biomass",1,0.67,0.67,0,1257,0,0,0,0,0,0,0,0,0,0,0,0,0,0,0,0,null,null,null,null,null,1257,5,136.19125715677211,196.82318956742699,196.82318956742699,null,131,1,6.699492081663009,634.11494521272471,77407.098538577004,null,null,null,null,null,null,null,null,null,null,null,null,null,null,null,null,null,null,null,null,null,null,null,null,null,null,null,null,null,null,null,null,null,null,null,null,null,null,null,null,null,null,null,null,null,null,null,null,null,null,null,null,null,null,null,null,null,null,1257,4,3,2,2,0]
["Biomass",1,0.67,0.67,0.33,1258,0,0,0,0,0,0,0,0,0,0,0,0,0,0,0,0,null,null,null,null,null,1258,5,136.19158694939239,205.3630486731779,205.3630486731779,null,135,1,6.699492081663009,634.11494521272471,77413.798030658669,null,null,null,null,null,null,null,null,null,null,null,null,null,null,null,null,null,null,null,null,null,null,null,null,null,null,null,null,null,null,null,null,null,null,null,null,null,null,null,null,null,null,null,null,null,null,null,null,null,null,null,null,null,null,null,null,null,null,1258,4,3,2,2,1]
["Biomass",1,0.67,0.67,0.67,1259,0,0,0,0,0,0,0,0,0,0,0,0,0,0,0,0,null,null,null,null,null,1259,5,136.19192695954769,214.16167198512292,214.16167198512292,null,139,1,6.699492081663009,634.11494521272471,77420.497522740334,null,null,null,null,null,null,null,null,null,null,null,null,null,null,null,null,null,null,null,null,null,null,null,null,null,null,null,null,null,null,null,null,null,null,null,null,null,null,null,null,null,null,null,null,null,null,null,null,null,null,null,null,null,null,null,null,null,null,1259,4,3,2,2,2]
["Biomass",1,0.67,0.67,1,1260,0,0,0,0,0,0,0,0,0,0,0,0,0,0,0,0,null,null,null,null,null,1260,5,136.19225718471111,222.70149324813187,222.70149324813187,null,143,1,6.699492081663009,634.11494521272471,77427.197014821999,null,null,null,null,null,null,null,null,null,null,null,null,null,null,null,null,null,null,null,null,null,null,null,null,null,null,null,null,null,null,null,null,null,null,null,null,null,null,null,null,null,null,null,null,null,null,null,null,null,null,null,null,null,null,null,null,null,null,1260,4,3,2,2,3]
["Biomass",1,0.67,1,0,1261,0,0,0,0,0,0,0,0,0,0,0,0,0,0,0,0,null,null,null,null,null,1261,5,136.19127766609265,206.71102699658505,206.71102699658505,null,132,1,6.6995027549504869,641.84130766395026,77433.896517576955,null,null,null,null,null,null,null,null,null,null,null,null,null,null,null,null,null,null,null,null,null,null,null,null,null,null,null,null,null,null,null,null,null,null,null,null,null,null,null,null,null,null,null,null,null,null,null,null,null,null,null,null,null,null,null,null,null,null,1261,4,3,2,3,0]
["Biomass",1,0.67,1,0.33,1262,0,0,0,0,0,0,0,0,0,0,0,0,0,0,0,0,null,null,null,null,null,1262,5,136.19160740785895,215.25088113669867,215.25088113669867,null,136,1,6.6995027549504869,641.84130766395026,77440.596020331912,null,null,null,null,null,null,null,null,null,null,null,null,null,null,null,null,null,null,null,null,null,null,null,null,null,null,null,null,null,null,null,null,null,null,null,null,null,null,null,null,null,null,null,null,null,null,null,null,null,null,null,null,null,null,null,null,null,null,1262,4,3,2,3,1]
["Biomass",1,0.67,1,0.67,1263,0,0,0,0,0,0,0,0,0,0,0,0,0,0,0,0,null,null,null,null,null,1263,5,136.19194736581719,224.04949935356336,224.04949935356336,null,140,1,6.6995027549504869,641.84130766395026,77447.295523086868,null,null,null,null,null,null,null,null,null,null,null,null,null,null,null,null,null,null,null,null,null,null,null,null,null,null,null,null,null,null,null,null,null,null,null,null,null,null,null,null,null,null,null,null,null,null,null,null,null,null,null,null,null,null,null,null,null,null,1263,4,3,2,3,2]
["Biomass",1,0.67,1,1,1264,0,0,0,0,0,0,0,0,0,0,0,0,0,0,0,0,null,null,null,null,null,1264,5,136.19227754072716,232.58931570898079,232.58931570898079,null,144,1,6.6995027549504869,641.84130766395026,77453.995025841825,null,null,null,null,null,null,null,null,null,null,null,null,null,null,null,null,null,null,null,null,null,null,null,null,null,null,null,null,null,null,null,null,null,null,null,null,null,null,null,null,null,null,null,null,null,null,null,null,null,null,null,null,null,null,null,null,null,null,1264,4,3,2,3,3]
["Biomass",1,1,0,0,1265,0,0,0,0,0,0,0,0,0,0,0,0,0,0,0,0,null,null,null,null,null,1265,5,141.36717388175055,170.24102323758908,170.24102323758908,null,193,1,6.6991671732942146,746.21886429776407,77460.694193015122,null,null,null,null,null,null,null,null,null,null,null,null,null,null,null,null,null,null,null,null,null,null,null,null,null,null,null,null,null,null,null,null,null,null,null,null,null,null,null,null,null,null,null,null,null,null,null,null,null,null,null,null,null,null,null,null,null,null,1265,4,3,3,0,0]
["Biomass",1,1,0,0.33,1266,0,0,0,0,0,0,0,0,0,0,0,0,0,0,0,0,null,null,null,null,null,1266,5,141.36749681153898,178.46664841204276,178.46664841204276,null,197,1,6.6991671732942146,746.21886429776407,77467.39336018842,null,null,null,null,null,null,null,null,null,null,null,null,null,null,null,null,null,null,null,null,null,null,null,null,null,null,null,null,null,null,null,null,null,null,null,null,null,null,null,null,null,null,null,null,null,null,null,null,null,null,null,null,null,null,null,null,null,null,1266,4,3,3,0,1]
["Biomass",1,1,0,0.67,1267,0,0,0,0,0,0,0,0,0,0,0,0,0,0,0,0,null,null,null,null,null,1267,5,141.36782947387215,186.94149676389588,186.94149676389588,null,201,1,6.6991671732942146,746.21886429776407,77474.092527361718,null,null,null,null,null,null,null,null,null,null,null,null,null,null,null,null,null,null,null,null,null,null,null,null,null,null,null,null,null,null,null,null,null,null,null,null,null,null,null,null,null,null,null,null,null,null,null,null,null,null,null,null,null,null,null,null,null,null,1267,4,3,3,0,2]
["Biomass",1,1,0,1,1268,0,0,0,0,0,0,0,0,0,0,0,0,0,0,0,0,null,null,null,null,null,1268,5,141.36815229713761,195.16704757427391,195.16704757427391,null,205,1,6.6991671732942146,746.21886429776407,77480.791694535015,null,null,null,null,null,null,null,null,null,null,null,null,null,null,null,null,null,null,null,null,null,null,null,null,null,null,null,null,null,null,null,null,null,null,null,null,null,null,null,null,null,null,null,null,null,null,null,null,null,null,null,null,null,null,null,null,null,null,1268,4,3,3,0,3]
["Biomass",1,1,0.33,0,1269,0,0,0,0,0,0,0,0,0,0,0,0,0,0,0,0,null,null,null,null,null,1269,5,141.36727958599263,180.13500947053384,180.13500947053384,null,194,1,6.6991753060376844,753.94271371774073,77487.490869841058,null,null,null,null,null,null,null,null,null,null,null,null,null,null,null,null,null,null,null,null,null,null,null,null,null,null,null,null,null,null,null,null,null,null,null,null,null,null,null,null,null,null,null,null,null,null,null,null,null,null,null,null,null,null,null,null,null,null,1269,4,3,3,1,0]
["Biomass",1,1,0.33,0.33,1270,0,0,0,0,0,0,0,0,0,0,0,0,0,0,0,0,null,null,null,null,null,1270,5,141.36760243085021,188.36062390993948,188.36062390993948,null,198,1,6.6991753060376844,753.94271371774073,77494.190045147101,null,null,null,null,null,null,null,null,null,null,null,null,null,null,null,null,null,null,null,null,null,null,null,null,null,null,null,null,null,null,null,null,null,null,null,null,null,null,null,null,null,null,null,null,null,null,null,null,null,null,null,null,null,null,null,null,null,null,{"$f":"+F1556","v":1270},{"$f":"+IF(CU1556<CU1555,IF(CT1555+1>CT$286-1,0,CT1555+1),CT1555)","v":4},{"$f":"+IF(CV1556<CV1555,IF(CU1555+1>CU$286-1,0,CU1555+1),CU1555)","v":3},{"$f":"+IF(CW1556<CW1555,IF(CV1555+1>CV$286-1,0,CV1555+1),CV1555)","v":3},{"$f":"+IF(CX1556<CX1555,IF(CW1555+1>CW$286-1,0,CW1555+1),CW1555)","v":1},1]
["Biomass",1,1,0.33,0.67,1271,0,0,0,0,0,0,0,0,0,0,0,0,0,0,0,0,null,null,null,null,null,1271,5,141.36793500812291,196.83546138970684,196.83546138970684,null,202,1,6.6991753060376844,753.94271371774073,77500.889220453144,null,null,null,null,null,null,null,null,null,null,null,null,null,null,null,null,null,null,null,null,null,null,null,null,null,null,null,null,null,null,null,null,null,null,null,null,null,null,null,null,null,null,null,null,null,null,null,null,null,null,null,null,null,null,null,null,null,null,1271,4,3,3,1,2]
["Biomass",1,1,0.33,1,1272,0,0,0,0,0,0,0,0,0,0,0,0,0,0,0,0,null,null,null,null,null,1272,5,141.36825775122782,205.06100183207451,205.06100183207451,null,206,1,6.6991753060376844,753.94271371774073,77507.588395759187,null,null,null,null,null,null,null,null,null,null,null,null,null,null,null,null,null,null,null,null,null,null,null,null,null,null,null,null,null,null,null,null,null,null,null,null,null,null,null,null,null,null,null,null,null,null,null,null,null,null,null,null,null,null,null,null,null,null,1272,4,3,3,1,3]
["Biomass",1,1,0.67,0,1273,0,0,0,0,0,0,0,0,0,0,0,0,0,0,0,0,null,null,null,null,null,1273,5,141.36738704069393,190.32870706234601,190.32870706234601,null,195,1,6.6991836997914262,761.90066318889512,77514.287579458978,null,null,null,null,null,null,null,null,null,null,null,null,null,null,null,null,null,null,null,null,null,null,null,null,null,null,null,null,null,null,null,null,null,null,null,null,null,null,null,null,null,null,null,null,null,null,null,null,null,null,null,null,null,null,null,null,null,null,1273,4,3,3,2,0]
["Biomass",1,1,0.67,0.33,1274,0,0,0,0,0,0,0,0,0,0,0,0,0,0,0,0,null,null,null,null,null,1274,5,141.36770980125721,198.55431073874075,198.55431073874075,null,199,1,6.6991836997914262,761.90066318889512,77520.986763158769,null,null,null,null,null,null,null,null,null,null,null,null,null,null,null,null,null,null,null,null,null,null,null,null,null,null,null,null,null,null,null,null,null,null,null,null,null,null,null,null,null,null,null,null,null,null,null,null,null,null,null,null,null,null,null,null,null,null,1274,4,3,3,2,1]
["Biomass",1,1,0.67,0.67,1275,0,0,0,0,0,0,0,0,0,0,0,0,0,0,0,0,null,null,null,null,null,1275,5,141.36804229420244,207.0291373232688,207.0291373232688,null,203,1,6.6991836997914262,761.90066318889512,77527.685946858561,null,null,null,null,null,null,null,null,null,null,null,null,null,null,null,null,null,null,null,null,null,null,null,null,null,null,null,null,null,null,null,null,null,null,null,null,null,null,null,null,null,null,null,null,null,null,null,null,null,null,null,null,null,null,null,null,null,null,1275,4,3,3,2,2]
["Biomass",1,1,0.67,1,1276,0,0,0,0,0,0,0,0,0,0,0,0,0,0,0,0,null,null,null,null,null,1276,5,141.36836495793435,215.25466738073044,215.25466738073044,null,207,1,6.6991836997914262,761.90066318889512,77534.385130558352,null,null,null,null,null,null,null,null,null,null,null,null,null,null,null,null,null,null,null,null,null,null,null,null,null,null,null,null,null,null,null,null,null,null,null,null,null,null,null,null,null,null,null,null,null,null,null,null,null,null,null,null,null,null,null,null,null,null,1276,4,3,3,2,3]
["Biomass",1,1,1,0,1277,0,0,0,0,0,0,0,0,0,0,0,0,0,0,0,0,null,null,null,null,null,1277,5,141.36748994497285,200.22248819213684,200.22248819213684,null,196,1,6.6991918607222152,769.62459764454286,77541.084322419076,null,null,null,null,null,null,null,null,null,null,null,null,null,null,null,null,null,null,null,null,null,null,null,null,null,null,null,null,null,null,null,null,null,null,null,null,null,null,null,null,null,null,null,null,null,null,null,null,null,null,null,null,null,null,null,null,null,null,1277,4,3,3,3,0]
["Biomass",1,1,1,0.33,1278,0,0,0,0,0,0,0,0,0,0,0,0,0,0,0,0,null,null,null,null,null,1278,5,141.36781262681635,208.44808170836893,208.44808170836893,null,200,1,6.6991918607222152,769.62459764454286,77547.783514279799,null,null,null,null,null,null,null,null,null,null,null,null,null,null,null,null,null,null,null,null,null,null,null,null,null,null,null,null,null,null,null,null,null,null,null,null,null,null,null,null,null,null,null,null,null,null,null,null,null,null,null,null,null,null,null,null,null,null,1278,4,3,3,3,1]
["Biomass",1,1,1,0.67,1279,0,0,0,0,0,0,0,0,0,0,0,0,0,0,0,0,null,null,null,null,null,1279,5,141.368145041107,216.92289801306603,216.92289801306603,null,204,1,6.6991918607222152,769.62459764454286,77554.482706140523,null,null,null,null,null,null,null,null,null,null,null,null,null,null,null,null,null,null,null,null,null,null,null,null,null,null,null,null,null,null,null,null,null,null,null,null,null,null,null,null,null,null,null,null,null,null,null,null,null,null,null,null,null,null,null,null,null,null,1279,4,3,3,3,2]
["Biomass",1,1,1,1,1280,0,0,0,0,0,0,0,0,0,0,0,0,0,0,0,0,null,null,null,null,null,1280,5,141.36846763090301,225.14841827737933,{"$f":"IF(AE1566<0,0,AE1566)","v":225.14841827737933},null,208,1,6.6991918607222152,769.62459764454286,{"$f":"AL1565+AJ1566","v":77561.181898001247},null,null,null,null,null,null,null,null,null,null,null,null,null,null,null,null,null,null,null,null,null,null,null,null,null,null,null,null,null,null,null,null,null,null,null,null,null,null,null,null,null,null,null,null,null,null,null,null,null,null,null,null,null,null,null,null,null,null,1280,4,3,3,3,3]